## Dynamic Query dq
Item Number | Standard Cost | Average Cost | Wh | Description[1] | Description[2] | Description[3] | Description[4] | Description[5] | Profile Info[4] | Pricing Base | Multiplier/Price[1] | Multiplier/Price[2] | Multiplier/Price[3] | Multiplier/Price[4] | Multiplier/Price[5] | Multiplier/Price[6] | Price Per | Item Number | Cross Ref ID
14ST300 | 0 | 0 | LK | SERVICE TRUCK | [5 empty] | P | 28.3 | 31.13 | 28.3 | 26.17 | 0 | 0 | HR | ? | ?
XSL019 | 104.34 | 109.59 | LK | M400ML5AC4M500K MH 5-TAP | BALLAST | 768386-17227 |  |  |  | P | 0 | 0 | 0 | 0 | 184.56 | 0 | EA | ? | ?
XSL019 | 104.34 | 109.59 | LK | M400ML5AC4M500K MH 5-TAP | BALLAST | 768386-17227 |  |  |  | L | 0 | 0 | 0 | 0 | 0 | 0 | EA | ? | ?
LIG165 | 61.47 | 125.968 | LK | 4-FT 4-LIGHT FLOURESCENT WRAP- | AROUND FIXTURE |  |  | COLU WCW4-432-4EU 120-277V |  | P | 139.15 | 166.98 | 121 | 102.85 | 139.15 | 121.32 | EA | LIG165 | COLU WCW4-432-4EU
LIG165 | 61.47 | 125.968 | LK | 4-FT 4-LIGHT FLOURESCENT WRAP- | AROUND FIXTURE |  |  | COLU WCW4-432-4EU 120-277V |  | P | 139.15 | 166.98 | 121 | 102.85 | 139.15 | 121.32 | EA | LIG165 | OAA0112
LIG165 | 61.47 | 125.968 | LK | 4-FT 4-LIGHT FLOURESCENT WRAP- | AROUND FIXTURE |  |  | COLU WCW4-432-4EU 120-277V |  | P | 139.15 | 166.98 | 121 | 102.85 | 139.15 | 121.32 | EA | LIG165 | WCW44324EU
LIG165 | 61.47 | 125.968 | LK | 4-FT 4-LIGHT FLOURESCENT WRAP- | AROUND FIXTURE |  |  | COLU WCW4-432-4EU 120-277V |  | P | 139.15 | 166.98 | 121 | 102.85 | 139.15 | 121.32 | EA | LIG165 | XSL009
XSK100 | 1.47 | 1.47 | LK | KEYSTOCK | [5 empty] | P | 0 | 0 | 0 | 0 | 3.15 | 0 | EA | ? | ?
XSK100 | 1.47 | 1.47 | LK | KEYSTOCK | [5 empty] | L | 0 | 0 | 0 | 0 | 0 | 0 | EA | ? | ?
XSH105 | 27.1456 | 27.1456 | LK | 1/2" HIGH PRESSURE HOSE | [5 empty] | P | 0 | 0 | 0 | 0 | 45.66 | 0 | EA | ? | ?
XSH105 | 27.1456 | 27.1456 | LK | 1/2" HIGH PRESSURE HOSE | [5 empty] | P | 0 | 0 | 0 | 0 | 0 | 0 | EA | ? | ?
LIG540 | 248.57 | 248.57 | LK | PENDANT FIXTURE W/GLOBE VP100 |  |  |  |  | LIGHT FIXTURES | P | 0 | 0 | 0 | 0 | 412.35 | 412.35 | EA | LIG540 | LIG490
LIG540 | 248.57 | 248.57 | LK | PENDANT FIXTURE W/GLOBE VP100 |  |  |  |  | LIGHT FIXTURES | P | 0 | 0 | 0 | 0 | 412.35 | 412.35 | EA | LIG540 | XSC410
COIC238 | 0 | 0 | LK | 7874A09G01 5 CH TYPE A | 120V VACUUM COIL | NEW STYLE |  |  | (C-H) - TYPE A (NEW STYLE) | P | 2417.58 | 2901.1 | 2069.1 | 1881 | 2031.48 | 2417.58 | EA | COIC238 | XSC028
PLCI528 | 0 | 0 | LK | HG9Z-SC125B CABLE TO HG1X |  |  |  |  | IDEC MICROSMART PROGRAMMABLE CONTROL | P | 36.81 | 44.17 | 32.01 | 32.01 | 34.57 | 39.02 | EA | PLCI528 | XSC016
BAT120 | 0 | 0 | lk | 9V BATTERY | [5 empty] | P | 5.2 | 6.24 | 4.88 | 4.64 | 0 | 0 | EA | BAT120 | XAB090
BAT120 | 0 | 0 | lk | 9V BATTERY | [5 empty] | P | 5.2 | 6.24 | 4.88 | 4.64 | 0 | 0 | EA | BAT120 | XSB600
BEA168 | 0 | 0 | LK | 6304 2RS BEARING |  |  |  |  | BEARINGS | P | 0 | 0 | 0 | 0 | 0 | 0 | EA | BEA168 | XSB250
BEA176 | 30 | 30 | LK | 6306 2RS BEARING |  |  |  |  | BEARINGS | P | 0 | 0 | 0 | 0 | 54 | 0 | EA | BEA176 | XSB252
BEA184 | 50 | 50 | LK | 6308 2RS BEARING |  |  |  |  | BEARINGS | P | 29.47 | 35.36 | 29.47 | 21.57 | 90 | 0 | EA | BEA184 | XSB254
BEA188 | 60 | 60 | LK | 6309 2RS BEARING |  |  |  |  | BEARINGS | P | 30.98 | 37.18 | 30.98 | 30.98 | 108 | 0 | EA | BEA188 | XSB255
BEA140 | 0 | 0 | LK | 6213 2RS BEARING |  |  |  |  | BEARINGS | P | 81.46 | 97.75 | 81.46 | 73.31 | 79.17 | 81.46 | EA | BEA140 | XSB209
XSB003 | 0 | 0 | LK | APC 750VA BATTERY | [5 empty] | L | 0 | 0 | 0 | 0 | 0 | 0 | EA | ? | ?
XSB003 | 0 | 0 | LK | APC 750VA BATTERY | [5 empty] | L | 0 | 0 | 0 | 0 | 0 | 0 | EA | ? | ?
XSB004 | 60.29 | 60.29 | LK | FLOURESCENT LAMP BALLAST | [5 empty] | L | 0 | 0 | 0 | 0 | 0 | 0 | EA | ? | ?
XSB004 | 60.29 | 60.29 | LK | FLOURESCENT LAMP BALLAST | [5 empty] | L | 0 | 0 | 0 | 0 | 0 | 0 | EA | ? | ?
XS020 | 121.28 | 97.02 | LK | D321NRB 30A-240 FUSIBLE SW | [5 empty] | P | 293 | 351.6 | 293 | 263.7 | 218.3 | 0 | EA | ? | ?
XS020 | 121.28 | 97.02 | LK | D321NRB 30A-240 FUSIBLE SW | [5 empty] | P | 27.24 | 35.1 | 27.24 | 0 | 0 | 0 | EA | ? | ?
XS026 | 120.74 | 126.18 | LK | SQD D222NRB SWITCH FUSIBLE 240 | [5 empty] | P | 326 | 391.2 | 326 | 293.4 | 0 | 236.45 | EA | ? | ?
XS026 | 120.74 | 126.18 | LK | SQD D222NRB SWITCH FUSIBLE 240 | [5 empty] | P | 774.66 | 813.4 | 774.66 | 0 | 0 | 0 | EA | ? | ?
SWTQ750 | 0 | 39.55 | LK | SQ D 9013GHG2J57 120-150PSI | PRESSURE SWITCH |  |  |  |  | P | 77.4 | 92.88 | 77.4 | 69.66 | 76.89 | 76.89 | EA | SWTQ750 | XS010
XS002 | 0 | 169.21 | LK | QO330 3P-240V-30A CB | [5 empty] | P | 248 | 297.6 | 248 | 233.2 | 256.5 | 248 | EA | ? | ?
XS002 | 0 | 169.21 | LK | QO330 3P-240V-30A CB | [5 empty] | P | 271.36 | 325.64 | 271.36 | 0 | 0 | 0 | EA | ? | ?
XS003 | 169.21 | 169.21 | LK | QO340 3P-240V-40A CB | [5 empty] | P | 248 | 297.6 | 248 | 223.2 | 304.6 | 0 | EA | ? | ?
XS003 | 169.21 | 169.21 | LK | QO340 3P-240V-40A CB | [5 empty] | P | 453.06 | 543.68 | 453.06 | 0 | 0 | 0 | EA | ? | ?
XS005 | 22.73 | 7.9456 | LK | QOU110 SP-120V-10A CB | [5 empty] | P | 32.06 | 40.2 | 32.06 | 27.48 | 40.91 | 0 | EA | ? | ?
XS005 | 22.73 | 7.9456 | LK | QOU110 SP-120V-10A CB | [5 empty] | P | 16.87 | 20.25 | 16.87 | 0 | 0 | 0 | EA | ? | ?
TRA101 | 190.31 | 130.31 | LK | PRESSURE TRANSMITTER | 534CR-TN11-P9-C2A-VY-FM | MINI HERMET |  |  | TRANSMITTERS | P | 221.53 | 265.83 | 221.53 | 221.53 | 239.25 | 234.82 | EA | TRA101 | XOT003
WIR100 | 0.41 | 1.8083 | LK | SPARK PLUG WIRE | [5 empty] | P | 13.2 | 15.84 | 12.76 | 12.76 | 0.75 | 0 | EA | WIR100 | XHW064
SWL112 | 0 | 683.1384 | LK | VIBRATING LIQUID LEVEL SWITCH | W/TUBE EXTENTION VEGASWING63 |  |  |  |  | P | 0 | 0 | 0 | 0 | 1411.56 | 1411.56 | EA | ? | ?
CRSR192 | 0 | 20.29 | LK | 3 1/2 X 3 RE BUSHING |  |  |  |  | BUSHING, RE - | P | 59.73 | 71.68 | 51.94 | 46.75 | 50.49 | 63.31 | EA | CRSR192 | XHW008
FLA100 | 0 | 0 | LK | TRANSF EYEBOLT ADAPTER | 1/2" OR 3/4" SECONDARY FLAG |  |  | CHN P807-0166P | TRANSFORMER SECONDARY FLAGS | P | 68.6 | 82.32 | 45.73 | 55.53 | 0 | 72.72 | EA | FLA100 | AD400
FLA100 | 0 | 0 | LK | TRANSF EYEBOLT ADAPTER | 1/2" OR 3/4" SECONDARY FLAG |  |  | CHN P807-0166P | TRANSFORMER SECONDARY FLAGS | P | 68.6 | 82.32 | 45.73 | 55.53 | 0 | 72.72 | EA | FLA100 | RAA0010
FLA100 | 0 | 0 | LK | TRANSF EYEBOLT ADAPTER | 1/2" OR 3/4" SECONDARY FLAG |  |  | CHN P807-0166P | TRANSFORMER SECONDARY FLAGS | P | 68.6 | 82.32 | 45.73 | 55.53 | 0 | 72.72 | EA | FLA100 | XSF046
TIE440 | 0 | 0 | LK | 336.4 WRAPLOCK TIE UTF1210 | F-NECK |  |  |  | PRIMARY WRAPLOCK TIES | P | 24.98 | 29.98 | 24.98 | 24.98 | 26.98 | 26.48 | EA | TIE440 | XHT026
TIE440 | 0 | 0 | LK | 336.4 WRAPLOCK TIE UTF1210 | F-NECK |  |  |  | PRIMARY WRAPLOCK TIES | P | 24.98 | 29.98 | 24.98 | 24.98 | 26.98 | 26.48 | EA | TIE440 | ZT001
GRI508 | 0 | 0 | LK | #4/0 PREFORMED DEADEND | GRIP #DG-4547 |  |  |  | PREFORMED DEADEND GRIPS | P | 16.91 | 20.29 | 14.71 | 12.5 | 0 | 17.92 | EA | GRI508 | GR508
GRI508 | 0 | 0 | LK | #4/0 PREFORMED DEADEND | GRIP #DG-4547 |  |  |  | PREFORMED DEADEND GRIPS | P | 16.91 | 20.29 | 14.71 | 12.5 | 0 | 17.92 | EA | GRI508 | XHT024
TIE432 | 0 | 0 | LK | #4/0 "F" NECK PRIMARY | WRAPLOCK TIE |  |  |  | PRIMARY WRAPLOCK TIES | P | 24.35 | 29.22 | 21.18 | 18 | 0 | 25.81 | EA | TIE432 | TI432
TIE432 | 0 | 0 | LK | #4/0 "F" NECK PRIMARY | WRAPLOCK TIE |  |  |  | PRIMARY WRAPLOCK TIES | P | 24.35 | 29.22 | 21.18 | 18 | 0 | 25.81 | EA | TIE432 | XHT025
OPEQ612 | 0 | 0 | LK | 9999WX11 SQ D. AUX CONTACT |  |  |  |  | OPERATORS, SQUARE D | P | 140.3 | 168.36 | 122 | 122 | 131.76 | 148.72 | EA | OPEQ612 | XHT014
TIM446 | 0 | 0 | LK | F NECK 795-26/7 ACSR WRAPLOCKS | TIE WTF0229 |  |  |  | TIMERS | P | 0 | 0 | 0 | 0 | 0 | 0 | EA | TIM446 | XHT003
EME100 | 0 | 16.58 | LK | EMORY CLOTH ROLL |  |  |  |  | EMORY CLOTH | P | 24.87 | 29.85 | 24.87 | 24.87 | 26.86 | 26.36 | EA | EME100 | XHT004
CRO246 | 0 | 0 | LK | 10 FT HEAVY DUTY POWER ARM |  |  |  |  | CROSSARMS (TREATED) | P | 101.25 | 121.5 | 101.25 | 101.25 | 0 | 78.36 | EA | CRO246 | TECHLINE BXARM10HD
CRO246 | 0 | 0 | LK | 10 FT HEAVY DUTY POWER ARM |  |  |  |  | CROSSARMS (TREATED) | P | 101.25 | 121.5 | 101.25 | 101.25 | 0 | 78.36 | EA | CRO246 | XHS012
CRO246 | 0 | 0 | LK | 10 FT HEAVY DUTY POWER ARM |  |  |  |  | CROSSARMS (TREATED) | P | 101.25 | 121.5 | 101.25 | 101.25 | 0 | 78.36 | EA | CRO246 | ZC250
STI350 | 0 | 0 | LK | INSUL MECHANICAL BUTT SPLICE | 500 MCM INSULATED OR NON-IN |  |  |  | MECHANICAL BUTT SPLICE INSULATED OR NON-INSULATED | P | 0 | 0 | 0 | 0 | 0 | 0 | EA | STI350 | NSI ISR-500-500 INSUL SLICE
STI350 | 0 | 0 | LK | INSUL MECHANICAL BUTT SPLICE | 500 MCM INSULATED OR NON-IN |  |  |  | MECHANICAL BUTT SPLICE INSULATED OR NON-INSULATED | P | 0 | 0 | 0 | 0 | 0 | 0 | EA | STI350 | XHS017
XHS004 | 0 | 225.27 | LK | OPLFCA-S-5000-ES | [5 empty] | P | 291.6 | 291.6 | 291.6 | 0 | 437.94 | 0 | EA | ? | ?
XHS004 | 0 | 225.27 | LK | OPLFCA-S-5000-ES | [5 empty] | L | 291.6 | 291.6 | 291.6 | 0 | 0 | 0 | EA | ? | ?
MUR768 | 176.94 | 165.8388 | LK | OPLFC-A-600-OS PRESSURE GUAGE | 0-600PSI FLUSH MOUNT OIL- | SEALED MURPHY |  |  | PRESSURE SWITCHES - OIL FILLED | P | 362.42 | 434.91 | 315.15 | 242.13 | 343.98 | 362.42 | EA | MUR768 | 05701100
MUR768 | 176.94 | 165.8388 | LK | OPLFC-A-600-OS PRESSURE GUAGE | 0-600PSI FLUSH MOUNT OIL- | SEALED MURPHY |  |  | PRESSURE SWITCHES - OIL FILLED | P | 362.42 | 434.91 | 315.15 | 242.13 | 343.98 | 362.42 | EA | MUR768 | MU768
MUR768 | 176.94 | 165.8388 | LK | OPLFC-A-600-OS PRESSURE GUAGE | 0-600PSI FLUSH MOUNT OIL- | SEALED MURPHY |  |  | PRESSURE SWITCHES - OIL FILLED | P | 362.42 | 434.91 | 315.15 | 242.13 | 343.98 | 362.42 | EA | MUR768 | XHS006
XHR105 | 4.69 | 44.37 | LK | GE-30 AMP RV OUTLET | [5 empty] | P | 0 | 0 | 0 | 0 | 81.54 | 0 | EA | ? | ?
REF280 | 0 | 0 | LK | OVERHEAD LINE MARKER REFLECTOR |  |  |  |  | REFLECTOR, OVERHEAD | P | 35.95 | 43.14 | 35.95 | 35.95 | 0 | 38.11 | EA | REF280 | RE280
XHP023 | 0 | 12.75 | LK | MARIO HERNANDEZ FC1A-CLA, FC4A | KC4CA, FC2A-KC4C |  |  |  |  | L | 264.3 | 264.3 | 264.3 | 0 | 0 | 0 | EA | ? | ?
XHP023 | 0 | 12.75 | LK | MARIO HERNANDEZ FC1A-CLA, FC4A | KC4CA, FC2A-KC4C |  |  |  |  | L | 264.3 | 264.3 | 264.3 | 0 | 0 | 0 | EA | ? | ?
NIP452 | 0 | 0 | LK | 1 1/4" X 12" NIPPLE | GALV CONDUIT |  |  |  | GALV CONDUIT NIPPLES | P | 27.132 | 29.85 | 26.0879 | 0 | 0 | 28.76 | EA | NIP452 | XHN024
NIP756 | 0 | 0 | LK | 4" X 10" NIPPLE | GALV CONDUIT |  |  |  | GALV CONDUIT NIPPLES | P | 49.26 | 59.11 | 42.83 | 38.55 | 42.83 | 42.83 | EA | NIP756 | XHN003
NIP292 | 0 | 8.97 | LK | 3/4" X 12" NIPPLE | GALV CONDUIT |  |  |  | GALV CONDUIT NIPPLES | P | 26 | 31.2 | 22.61 | 22.61 | 22.61 | 0 | EA | NIP292 | XHN005
NIP292 | 0 | 8.97 | LK | 3/4" X 12" NIPPLE | GALV CONDUIT |  |  |  | GALV CONDUIT NIPPLES | P | 26 | 31.2 | 22.61 | 22.61 | 22.61 | 0 | EA | NIP292 | XHN045
NIP292 | 0 | 8.97 | LK | 3/4" X 12" NIPPLE | GALV CONDUIT |  |  |  | GALV CONDUIT NIPPLES | P | 26 | 31.2 | 22.61 | 22.61 | 22.61 | 0 | EA | NIP292 | ZN010
PIP614 | 0 | 1.13 | LK | 1/4 X 3" STD NIPPLE | [5 empty] | P | 7.56 | 9.04 | 7.56 | 6.78 | 7.56 | 0 | EA | PIP614 | XHN007
NIP444 | 0 | 4.72 | LK | 1 1/4" X 10""NIPPLE | GALV CONDUIT |  |  |  | GALV CONDUIT NIPPLES | P | 0 | 0 | 0 | 0 | 9.18 | 0 | EA | NIP444 | xhn010
MOTW524 | 0 | 0 | LK | 100 HP (W) 1185RPM TEFC MOTOR | 444T SERIAL#8603 |  |  |  | WESTINGHOUSE MOTORS | P | 199.95 | 239.94 | 199.95 | 199.95 | 199.95 | 211.95 | EA | MOTW524 | XHM058
XHL037 | 46.94 | 46.94 | LK | 4LAMP LAY IN FIXTURE | [5 empty] | P | 3.744 | 4.032 | 3.6288 | 0 | 92.34 | 0 | EA | ? | ?
XHL037 | 46.94 | 46.94 | LK | 4LAMP LAY IN FIXTURE | [5 empty] | L | 3.744 | 4.032 | 3.6288 | 0 | 0 | 0 | EA | ? | ?
LAB053 | 35.96 | 1.875 | LK | 1/4" HEAT SHRINK LABEL |  |  |  | 3M PLHS-*-1/4 (SPEC COLOR) |  | P | 49.8 | 59.76 | 49.8 | 49.8 | 52.79 | 52.79 | EA | LAB053 | 3MPLHS-***-1/4 (SPEC COLOR)
LAB053 | 35.96 | 1.875 | LK | 1/4" HEAT SHRINK LABEL |  |  |  | 3M PLHS-*-1/4 (SPEC COLOR) |  | P | 49.8 | 59.76 | 49.8 | 49.8 | 52.79 | 52.79 | EA | LAB053 | XHL029
LIG120 | 0 | 0 | LK | 1500W QUARTZ FLOOD FIXTURE | WITHOUT LAMP |  |  |  | LIGHT FIXTURES | P | 140.25 | 168.3 | 127.5 | 114.75 | 0 | 148.67 | EA | LIG120 | LI452
LAB055 | 21.27 | 21.27 | LK | ONE FOURTH ROLL LABELING | CARTRIDGE |  |  |  | LABELS | P | 31.91 | 38.29 | 31.91 | 31.91 | 34.46 | 33.82 | EA | LAB055 | XHL033
XHL024 | 0 | 1.682 | LK | KA26U 2/0 ALCU 1H TERM LUG | [5 empty] | L | 0 | 0 | 0 | 0 | 0 | 0 | EA | ? | ?
PUL101 | 53.16 | 53.16 | LK | 1-PLY PULL LINE (1/4 BOX) | [5 empty] | P | 21.14 | 25.37 | 21.14 | 21.14 | 79.54 | 79.54 | EA | PUL101 | IDEAL 31338
LIGD106 | 0 | 0 | LK | RED DIALCO PILOT LIGHT | W/O LAMP |  |  |  | PANEL LIGHTS | P | 32.45 | 38.94 | 32.45 | 29.21 | 35.05 | 34.4 | EA | LIGD106 | LI404
LIGD106 | 0 | 0 | LK | RED DIALCO PILOT LIGHT | W/O LAMP |  |  |  | PANEL LIGHTS | P | 32.45 | 38.94 | 32.45 | 29.21 | 35.05 | 34.4 | EA | LIGD106 | LIG404
LIGD106 | 0 | 0 | LK | RED DIALCO PILOT LIGHT | W/O LAMP |  |  |  | PANEL LIGHTS | P | 32.45 | 38.94 | 32.45 | 29.21 | 35.05 | 34.4 | EA | LIGD106 | XHL002
FLO096 | 0 | 47.13 | LK | SUBMERSIBLE FLOAT SWITCH | [5 empty] | P | 92.65 | 111.18 | 92.65 | 92.65 | 216 | 216 | EA | FLO096 | XHF008
XHF016 | 0 | 0 | LK | 1/2" X CLOSE SS NIPPLE AND | 1/2 3000LB FS UNION |  |  |  |  | L | 0 | 0 | 0 | 0 | 0 | 0 | EA | ? | ?
XHF002 | 79.99 | 79.99 | LK | 4" AC EXHUAST FAN | [5 empty] | P | 0 | 0 | 0 | 0 | 144 | 0 | EA | ? | ?
ENS400 | 292.4 | 177.985 | LK | 20" X 20" METAL ENCLOSURE |  |  |  |  | ENCLOSURES, METAL | P | 196.45 | 235.74 | 196.45 | 196.45 | 568.46 | 557.93 | EA | ENS400 | BLINE 202008RHC
ENS400 | 292.4 | 177.985 | LK | 20" X 20" METAL ENCLOSURE |  |  |  |  | ENCLOSURES, METAL | P | 196.45 | 235.74 | 196.45 | 196.45 | 568.46 | 557.93 | EA | ENS400 | XHE002
PIN508 | 0 | 0 | LK | STEEL PIN ADAPTER |  |  |  |  | STEEL PINS | P | 9.31 | 11.17 | 9.31 | 9.31 | 10.05 | 10.05 | EA | PIN508 | XHC073
XHC061 | 1.09 | 1.09 | LK | 3' AND 5" PIPE CLAMPS | [5 empty] | P | 0 | 0 | 0 | 0 | 2.13 | 0 | EA | ? | ?
XHC061 | 1.09 | 1.09 | LK | 3' AND 5" PIPE CLAMPS | [5 empty] | P | 0 | 0 | 0 | 0 | 0 | 0 | EA | ? | ?
CONQ796 | 0 | 62.52 | LK | 40AMP 3P DEF PURPOSE CONTACTOR | SQUARE D |  |  | SQ D 8910DPA43V02 | CONTACTORS SQ. D | P | 109.17 | 131 | 94.93 | 94.93 | 112.55 | 114.63 | EA | CONQ796 | SQUARE D 8910DPA43V02
CONQ796 | 0 | 62.52 | LK | 40AMP 3P DEF PURPOSE CONTACTOR | SQUARE D |  |  | SQ D 8910DPA43V02 | CONTACTORS SQ. D | P | 109.17 | 131 | 94.93 | 94.93 | 112.55 | 114.63 | EA | CONQ796 | XB145
CONQ796 | 0 | 62.52 | LK | 40AMP 3P DEF PURPOSE CONTACTOR | SQUARE D |  |  | SQ D 8910DPA43V02 | CONTACTORS SQ. D | P | 109.17 | 131 | 94.93 | 94.93 | 112.55 | 114.63 | EA | CONQ796 | XHC049
XHC021 | 0 | 0 | LK | GE 90-30 24VDC 16PT ANALOG | INPUT CARD IC693MDL646 |  |  |  |  | L | 0 | 0 | 0 | 0 | 0 | 0 | EA | ? | ?
BLO175 | 0 | 0 | LK | 4'X 4'X 6' CEMENT BLOCK | [5 empty] | P | 909.48 | 1091.38 | 826.8 | 763.2 | 0 | 964.05 | EA | BLO175 | XHC024
XHC012 | 129 | 129 | LK | 1 YARD CONCRETE | [5 empty] | L | 0 | 0 | 0 | 0 | 232.2 | 0 | EA | ? | ?
CONC712 | 0 | 0 | LK | C24LSIZE 2 6-24-2 C-H CONTACT |  |  |  |  | CH 3-POLE CONTACT KITS | P | 555.22 | 666.26 | 482.8 | 386.24 | 417.14 | 582.98 | EA | ? | ?
CLD328 | 0 | 0 | LK | DEADEND CLAMPS UP TO 556 ACSR | DS-86 .46-.99 ACSR DE-CLAMP |  |  |  | DEADEND CLAMPS | P | 7021.9 | 8426.28 | 6106 | 6106 | 0 | 7021.9 | C | CLD328 | CL328
CLD328 | 0 | 0 | LK | DEADEND CLAMPS UP TO 556 ACSR | DS-86 .46-.99 ACSR DE-CLAMP |  |  |  | DEADEND CLAMPS | P | 7021.9 | 8426.28 | 6106 | 6106 | 0 | 7021.9 | C | CLD328 | XHC015
CRSL138 | 0 | 0 | LK | 4" LB107 CONDULET | HB |  |  |  | LB CONDULETS | P | 419.8 | 503.76 | 365.04 | 310.28 | 335.1 | 444.99 | EA | ? | ?
LUB300 | 33.17 | 19.7525 | LK | THREAD LUBRICANT 8-OZ |  |  |  | CRH STL8 |  | P | 68.45 | 82.14 | 59.52 | 53.57 | 74.95 | 74.95 | EA | LUB300 | BAR0007
LUB300 | 33.17 | 19.7525 | LK | THREAD LUBRICANT 8-OZ |  |  |  | CRH STL8 |  | P | 68.45 | 82.14 | 59.52 | 53.57 | 74.95 | 74.95 | EA | LUB300 | CROUSE HINDS STL8
LUB300 | 33.17 | 19.7525 | LK | THREAD LUBRICANT 8-OZ |  |  |  | CRH STL8 |  | P | 68.45 | 82.14 | 59.52 | 53.57 | 74.95 | 74.95 | EA | LUB300 | OZ GEDNEY STL-8
CRSL412 | 0 | 18.71 | LK | 1 1/4" #LR47 CONDULET | CROUSE HINDS |  |  |  | LR CONDULETS | P | 37.27 | 44.73 | 32.41 | 27.55 | 35.64 | 39.51 | EA | CRSL412 | BAQ0408
CRSL412 | 0 | 18.71 | LK | 1 1/4" #LR47 CONDULET | CROUSE HINDS |  |  |  | LR CONDULETS | P | 37.27 | 44.73 | 32.41 | 27.55 | 35.64 | 39.51 | EA | CRSL412 | XHC008
XHB035 | 1.24 | 1.24 | LK | 1/2" X 3/8" OR 1/4 REDUCER ST | BLK |  |  |  |  | P | 0 | 0 | 0 | 0 | 2.43 | 0 | EA | ? | ?
XHC001 | 76.82 | 83.33 | LK | 1/2 HP OD CONTROL BOX FOR | WATER WELLS 280-1945-915 | 240V QD FRANKLIN |  |  |  | L | 0 | 0 | 0 | 0 | 150 | 0 | EA | ? | ?
REB102 | 0 | 0 | LK | 1/2" REBAR |  |  |  |  | REBAR | P | 10.19 | 12.22 | 10.19 | 10.19 | 11.01 | 11.01 | EA | ? | ?
XHB016 | 6.6763 | 6.6763 | LK | PLASTIC PVC FSE BOX WITH COVER | [5 empty] | L | 0 | 0 | 0 | 0 | 0 | 0 | EA | ? | ?
UNI659 | 0 | 3.6968 | LK | B-LINE 4-HOLE T CONN PLATE | 115357 |  |  |  | UNISTRUT PRODUCTS | P | 14.98 | 17.97 | 14.98 | 11.23 | 15.12 | 15.88 | EA | UNI659 | XHB006
BLO234 | 15.915 | 27.4011 | LK | 6-3/0 ALCU 3PORT DUAL SIDE | ENTRY INSULATED MULTI-TAP | CONN BLACK |  | NSI IPLD3/0-3 ILSCO IPLD3/0-3 | DISTRIBUTION BLOCKS | P | 45.3 | 54.36 | 39.39 | 39.39 | 74.14 | 72.77 | EA | BLO234 | EL143
BLO234 | 15.915 | 27.4011 | LK | 6-3/0 ALCU 3PORT DUAL SIDE | ENTRY INSULATED MULTI-TAP | CONN BLACK |  | NSI IPLD3/0-3 ILSCO IPLD3/0-3 | DISTRIBUTION BLOCKS | P | 45.3 | 54.36 | 39.39 | 39.39 | 74.14 | 72.77 | EA | BLO234 | ILSCO PBTD-3-3/0
BLO234 | 15.915 | 27.4011 | LK | 6-3/0 ALCU 3PORT DUAL SIDE | ENTRY INSULATED MULTI-TAP | CONN BLACK |  | NSI IPLD3/0-3 ILSCO IPLD3/0-3 | DISTRIBUTION BLOCKS | P | 45.3 | 54.36 | 39.39 | 39.39 | 74.14 | 72.77 | EA | BLO234 | NSI IPLD-3/0-3
BLO234 | 15.915 | 27.4011 | LK | 6-3/0 ALCU 3PORT DUAL SIDE | ENTRY INSULATED MULTI-TAP | CONN BLACK |  | NSI IPLD3/0-3 ILSCO IPLD3/0-3 | DISTRIBUTION BLOCKS | P | 45.3 | 54.36 | 39.39 | 39.39 | 74.14 | 72.77 | EA | BLO234 | XHB008
BLO234 | 15.915 | 27.4011 | LK | 6-3/0 ALCU 3PORT DUAL SIDE | ENTRY INSULATED MULTI-TAP | CONN BLACK |  | NSI IPLD3/0-3 ILSCO IPLD3/0-3 | DISTRIBUTION BLOCKS | P | 45.3 | 54.36 | 39.39 | 39.39 | 74.14 | 72.77 | EA | BLO234 | XLK080
BLO234 | 15.915 | 27.4011 | LK | 6-3/0 ALCU 3PORT DUAL SIDE | ENTRY INSULATED MULTI-TAP | CONN BLACK |  | NSI IPLD3/0-3 ILSCO IPLD3/0-3 | DISTRIBUTION BLOCKS | P | 45.3 | 54.36 | 39.39 | 39.39 | 74.14 | 72.77 | EA | BLO234 | XLK944
BOL504 | 0 | 0 | LK | 3/8" TOGGLE BOLT |  |  |  |  | TOGGLE BOLTS | P | 2.57 | 3.08 | 2.23 | 1.9 | 2.05 | 2.57 | EA | BOL504 | XHB003
BOL500 | 0 | 0.3226 | LK | 1/4" TOGGLE BOLT |  |  |  |  | TOGGLE BOLTS | P | 1.76 | 2.12 | 1.53 | 1.3 | 1.4 | 1.75 | EA | BOL500 | XHB004
ANT102 | 0 | 0 | LK | 18" ANTENNA WHIP |  |  |  |  | ANTENNAS | P | 0 | 0 | 0 | 0 | 0 | 0 | EA | ? | ?
RAD404 | 0 | 0 | LK | MASTER RADIO PACKAGE |  |  |  |  | RADIOS | P | 2017.53 | 2421.04 | 2017.53 | 2017.53 | 2178.93 | 2178.93 | EA | RAD404 | XEX010
RAD402 | 0 | 0 | LK | RADIO SLAVE FOR WELL |  |  |  |  | RADIOS | P | 1643.57 | 1972.28 | 1643.57 | 1643.57 | 1775.06 | 1775.06 | EA | RAD402 | XEX011
RAD406 | 0 | 0 | LK | SCADALINK 900MB RADIO |  |  |  |  | RADIOS | P | 4665 | 5598 | 4665 | 4665 | 5038.2 | 5038.2 | EA | RAD406 | XEX013
XEW014 | 1.5818 | 1.4348 | LK | 10/4 SO CORD 600V. | [5 empty] | P | 0.94 | 1.13 | 0.94 | 0.94 | 3.08 | 0 | EA | ? | ?
XEW014 | 1.5818 | 1.4348 | LK | 10/4 SO CORD 600V. | [5 empty] | L | 0 | 0 | 0 | 0 | 0 | 0 | EA | ? | ?
XEW017 | 15.99 | 15.99 | LK | ALUMINUM FENCE WIRE 16 GA | [5 empty] | P | 0 | 0 | 0 | 0 | 31.1 | 0 | EA | ? | ?
XEW017 | 15.99 | 15.99 | LK | ALUMINUM FENCE WIRE 16 GA | [5 empty] | L | 0 | 0 | 0 | 0 | 0 | 0 | EA | ? | ?
WAF900 | 0 | 0.0791 | LK | 1/4" ZINC FENDER WASHER |  |  |  | FAST | FENDER WASHERS | P | 0.3 | 0.36 | 0.25 | 0.25 | 0.23 | 0.21 | EA | WAF900 | QAC0731
WAF900 | 0 | 0.0791 | LK | 1/4" ZINC FENDER WASHER |  |  |  | FAST | FENDER WASHERS | P | 0.3 | 0.36 | 0.25 | 0.25 | 0.23 | 0.21 | EA | WAF900 | XEW008
WAF900 | 0 | 0.0791 | LK | 1/4" ZINC FENDER WASHER |  |  |  | FAST | FENDER WASHERS | P | 0.3 | 0.36 | 0.25 | 0.25 | 0.23 | 0.21 | EA | WAF900 | XLK109
VAL440 | 0 | 185 | LK | 2" MASTER BALL VALVE | [5 empty] | P | 0 | 0 | 0 | 0 | 318.6 | 318.6 | EA | VAL440 | XEV002
PIP612 | 0 | 9.3613 | LK | 1/2" HX STEEL UNION |  |  |  |  | PIPE FITTINGS (HIGH PRESSURE) | P | 27.01 | 32.42 | 27.01 | 22.96 | 24.8 | 27.01 | EA | PIP612 | PT195
PIP612 | 0 | 9.3613 | LK | 1/2" HX STEEL UNION |  |  |  |  | PIPE FITTINGS (HIGH PRESSURE) | P | 27.01 | 32.42 | 27.01 | 22.96 | 24.8 | 27.01 | EA | PIP612 | XEU011
COV927 | 0 | 76.21 | LK | 2" VIC TEE |  |  |  |  | VICTAULIC FITTINGS | P | 118.55 | 142.26 | 118.55 | 106.69 | 115.23 | 125.66 | EA | COV927 | XET040
COV927 | 0 | 76.21 | LK | 2" VIC TEE |  |  |  |  | VICTAULIC FITTINGS | P | 118.55 | 142.26 | 118.55 | 106.69 | 115.23 | 125.66 | EA | COV927 | XET043
TIM200 | 0 | 27.68 | LK | TORK 120V 0-15MIN TIMER | SPRINGWOUND TIMER |  |  |  | TIMERS | P | 21.81 | 26.17 | 21.81 | 21.81 | 30.66 | 30.66 | EA | TIM200 | XET045
THM100 | 13.14 | 12.88 | LK | THERMOSTAT ATTIC FAN |  |  |  | TEK SUPPY CR2095 | THERMOSTATS | P | 33.61 | 40.34 | 33.61 | 33.61 | 27.27 | 40.1 | EA | THM100 | NAE0010
THM100 | 13.14 | 12.88 | LK | THERMOSTAT ATTIC FAN |  |  |  | TEK SUPPY CR2095 | THERMOSTATS | P | 33.61 | 40.34 | 33.61 | 33.61 | 27.27 | 40.1 | EA | THM100 | XET046
PIP610 | 0 | 5.34 | LK | 1/2" IN CLASS 3000# TEE SS |  |  |  |  | PIPE FITTINGS (HIGH PRESSURE) | P | 21.15 | 25.38 | 21.15 | 19.03 | 12.48 | 14.43 | EA | PIP610 | XET034
TAH398 | 0 | 4.1534 | LK | BSX 5-120 BCOJ HEAT TAPE |  |  |  |  | SELF-LIMITING HEAT TAPE | P | 7.38 | 8.86 | 7.38 | 7.38 | 7.97 | 7.97 | EA | TAH398 | XET035
TAH396 | 0 | 0 | LK | DE-B HEAT TRACE TERMINATOR KIT |  |  |  |  | SELF-LIMITING HEAT TAPE | P | 270 | 324 | 270 | 270 | 270 | 218.4568 | EA | TAH396 | XET028
XET024 | 0 | 1060.02 | LK | TEMPATURE TRANSMITTER | [5 empty] | P | 0 | 0 | 0 | 0 | 2060.75 | 2060.75 | EA | ? | ?
XET024 | 0 | 1060.02 | LK | TEMPATURE TRANSMITTER | [5 empty] | L | 0 | 0 | 0 | 0 | 0 | 0 | EA | ? | ?
PIP616 | 2.27 | 13.76 | LK | 1/2 " TEE 2000 BLK | [5 empty] | P | 15.13 | 18.16 | 15.13 | 13.62 | 20.13 | 20.13 | EA | PIP616 | PT079
PIP616 | 2.27 | 13.76 | LK | 1/2 " TEE 2000 BLK | [5 empty] | P | 15.13 | 18.16 | 15.13 | 13.62 | 20.13 | 20.13 | EA | PIP616 | XET025
TUB100 | 0 | 0 | LK | 3/8" STN STL TUBING (PER FT) |  |  |  |  | STAINLESS TUBING AND FITTINGS | P | 1.8 | 2.16 | 1.8 | 1.8 | 1.94 | 1.94 | EA | TUB100 | XET011
SCR578 | 0 | 0 | LK | 10-24 X 1/2" SCREWS |  |  |  |  | (PANHEAD, SELF-DRILLING, OR SELF-TAPPING) | P | 0.05 | 0.06 | 0.05 | 0.05 | 0.05 | 0.06 | EA | SCR578 | XES063
SCR649 | 0 | 0.53 | LK | HEX LAG SCREWS 5/16 X 1 1/2" | [5 empty] | P | 0.39 | 0.47 | 0.39 | 0.35 | 1.03 | 1.03 | EA | SCR649 | XES053
XES041 | 5.9 | 5 | LK | SILICONE CLEAR 8 OZ TUBE | [5 empty] | P | 24.56 | 29.47 | 24.56 | 24.56 | 9.72 | 24.56 | EA | ? | ?
XES041 | 5.9 | 5 | LK | SILICONE CLEAR 8 OZ TUBE | [5 empty] | L | 0 | 0 | 0 | 0 | 0 | 0 | EA | ? | ?
MUR708 | 0 | 0 | LK | MURPHY SWITCH STAND |  |  |  |  | MURPHY MISCELLANEOUS | P | 66.41 | 79.7 | 57.75 | 51 | 66.41 | 66.41 | EA | MUR708 | MU708
MUR708 | 0 | 0 | LK | MURPHY SWITCH STAND |  |  |  |  | MURPHY MISCELLANEOUS | P | 66.41 | 79.7 | 57.75 | 51 | 66.41 | 66.41 | EA | MUR708 | XES042
SOK492 | 0 | 0 | LK | IDEC SH2B-05C RELAY SOCKET |  |  |  |  | RELAY SOCKETS | P | 8.25 | 9.9 | 8.25 | 6.19 | 6.69 | 8.75 | EA | SOK492 | XES043
XES036 | 0 | 73.85 | LK | 60 AMP 240/VOLT RT SWITCH | [5 empty] | P | 106 | 127.2 | 106 | 0 | 0 | 127.2 | EA | ? | ?
XES036 | 0 | 73.85 | LK | 60 AMP 240/VOLT RT SWITCH | [5 empty] | P | 106 | 127.2 | 106 | 0 | 0 | 0 | EA | ? | ?
SWTQ600 | 0 | 276.93 | LK | SQ D 2-P 1OO AMP DBK THRW SW | DTU223RB |  |  |  | SAFETY SWITCHES SQUARE D | P | 470.78 | 564.94 | 470.78 | 470.78 | 508.44 | 508.44 | EA | SWTQ600 | XES020
SCR524 | 0 | 0.2377 | LK | #14 X 2" SELF TAPPING SCREWS |  |  |  |  | (PANHEAD, SELF-DRILLING, OR SELF-TAPPING) | P | 0.45 | 0.54 | 0.45 | 0.45 | 0.49 | 0.49 | EA | SCR524 | XES023
STR380 | 0 | 0.0794 | LK | 1/2" 1 HOLE PIPE STRAP EMT |  |  |  | THM TS101 (100/box) | ONE-HOLE PIPE STRAPS, EMT | P | 0.36 | 0.43 | 0.36 | 0.36 | 0.27 | 0.38 | EA | STR380 | BAC0101
STR380 | 0 | 0.0794 | LK | 1/2" 1 HOLE PIPE STRAP EMT |  |  |  | THM TS101 (100/box) | ONE-HOLE PIPE STRAPS, EMT | P | 0.36 | 0.43 | 0.36 | 0.36 | 0.27 | 0.38 | EA | STR380 | BRIDGEPORT 920-S
STR380 | 0 | 0.0794 | LK | 1/2" 1 HOLE PIPE STRAP EMT |  |  |  | THM TS101 (100/box) | ONE-HOLE PIPE STRAPS, EMT | P | 0.36 | 0.43 | 0.36 | 0.36 | 0.27 | 0.38 | EA | STR380 | STL CTY TS-101
XES014 | 2.57 | 2.155 | LK | LEVTION SS 2-GANG SW PLATE | [5 empty] | P | 0 | 0 | 0 | 0 | 0 | 4.2 | EA | ? | ?
XES014 | 2.57 | 2.155 | LK | LEVTION SS 2-GANG SW PLATE | [5 empty] | L | 0 | 0 | 0 | 0 | 0 | 0 | EA | ? | ?
XES015 | 2.67 | 1.53 | LK | SAFETY SLEEVE FOR LIGHTS | [5 empty] | P | 0 | 0 | 0 | 0 | 2.97 | 2.97 | EA | ? | ?
XES015 | 2.67 | 1.53 | LK | SAFETY SLEEVE FOR LIGHTS | [5 empty] | L | 0 | 0 | 0 | 0 | 0 | 0 | EA | ? | ?
SWT626 | 0.5985 | 3.1922 | LK | 20A TOGGLE SWITCH 2 WAY |  |  |  | NAPA TG6357 | TOGGLE SWITCHES | P | 0 | 0 | 0 | 0 | 4.16 | 12.93 | EA | SWT626 | EL048
SWT626 | 0.5985 | 3.1922 | LK | 20A TOGGLE SWITCH 2 WAY |  |  |  | NAPA TG6357 | TOGGLE SWITCHES | P | 0 | 0 | 0 | 0 | 4.16 | 12.93 | EA | SWT626 | GAA0001
SWT626 | 0.5985 | 3.1922 | LK | 20A TOGGLE SWITCH 2 WAY |  |  |  | NAPA TG6357 | TOGGLE SWITCHES | P | 0 | 0 | 0 | 0 | 4.16 | 12.93 | EA | SWT626 | NAPA TG6357
SWT626 | 0.5985 | 3.1922 | LK | 20A TOGGLE SWITCH 2 WAY |  |  |  | NAPA TG6357 | TOGGLE SWITCHES | P | 0 | 0 | 0 | 0 | 4.16 | 12.93 | EA | SWT626 | XES016
SWT626 | 0.5985 | 3.1922 | LK | 20A TOGGLE SWITCH 2 WAY |  |  |  | NAPA TG6357 | TOGGLE SWITCHES | P | 0 | 0 | 0 | 0 | 4.16 | 12.93 | EA | SWT626 | XLK297
LAT100 | 0 | 0 | LK | WOOD STAKE LATHE 3/8" | X 2"" X 48"" |  |  |  | LATHES | P | 1.83 | 2.19 | 1.83 | 1.83 | 0 | 1.94 | EA | LAT100 | LA600
LAT100 | 0 | 0 | LK | WOOD STAKE LATHE 3/8" | X 2"" X 48"" |  |  |  | LATHES | P | 1.83 | 2.19 | 1.83 | 1.83 | 0 | 1.94 | EA | LAT100 | XSS046
XSS047 | 0 | 10 | LK | SIEMENS COAX ADAPTER | [5 empty] | P | 0 | 0 | 0 | 0 | 15 | 0 | EA | ? | ?
XSS047 | 0 | 10 | LK | SIEMENS COAX ADAPTER | [5 empty] | L | 0 | 0 | 0 | 0 | 0 | 0 | EA | ? | ?
TOU102 | 0 | 0 | LK | 4.6 LT GRAY TOUCHSCREEN RS-232 |  |  |  |  | TOUCHSCREENS | P | 362.19 | 434.63 | 362.19 | 362.19 | 391.17 | 391.17 | EA | TOU102 | XES006
SOF102 | 0 | 0 | LK | BENSHAW 300 Hp 480V 3R SOFT ST | RX2E-300-480-3RKP |  |  |  | SOFTSTART PANELS | P | 11715.51 | 14058.61 | 11715.51 | 11715.51 | 12652.75 | 12652.75 | EA | SOF102 | XES007
SLV308 | 0 | 0 | LK | 336.4 AUTO SPLICE FOR ACSR |  |  |  |  | AUTOMATIC SPLICE SLEEVES | P | 65.63 | 78.75 | 52.5 | 52.5 | 56.7 | 69.57 | EA | SLV308 | XES011
SLV308 | 0 | 0 | LK | 336.4 AUTO SPLICE FOR ACSR |  |  |  |  | AUTOMATIC SPLICE SLEEVES | P | 65.63 | 78.75 | 52.5 | 52.5 | 56.7 | 69.57 | EA | SLV308 | ZS023
XES001 | 0 | 8552.5 | LK | BENSHAW 150 HP 460 SOFT START | [5 empty] | P | 0 | 0 | 0 | 0 | 0 | 16000 | EA | ? | ?
XES001 | 0 | 8552.5 | LK | BENSHAW 150 HP 460 SOFT START | [5 empty] | L | 0 | 0 | 0 | 0 | 0 | 0 | EA | ? | ?
SOF100 | 0 | 0 | LK | 1/4 X 20 - 2" SCREWS |  |  |  |  | SOFTSTART PANELS | P | 8351.35 | 10021.62 | 8351.35 | 8351.35 | 9019.46 | 9019.46 | EA | SOF100 | XES004
REL616 | 0 | 0 | LK | R02-11D10-6 RELAY, DPDT 6 VDC |  |  |  |  | MISCELLANEOUS RELAYS | P | 20.79 | 24.95 | 20.79 | 20.79 | 22.45 | 22.45 | EA | REL616 | XER042
REL614 | 0 | 0 | LK | SOLID STATE RELAY 120V |  |  |  | CRYDOM D1202 | MISCELLANEOUS RELAYS | P | 46.65 | 55.98 | 46.65 | 46.65 | 50.38 | 60.69 | EA | REL614 | JAB0030
REL614 | 0 | 0 | LK | SOLID STATE RELAY 120V |  |  |  | CRYDOM D1202 | MISCELLANEOUS RELAYS | P | 46.65 | 55.98 | 46.65 | 46.65 | 50.38 | 60.69 | EA | REL614 | XER033
XER013 | 3.2 | 3.2 | LK | ROD 3/8" -16X 6' ALL-THREAD | [5 empty] | P | 0 | 0 | 0 | 0 | 0 | 6.4 | EA | ? | ?
XER013 | 3.2 | 3.2 | LK | ROD 3/8" -16X 6' ALL-THREAD | [5 empty] | L | 0 | 0 | 0 | 0 | 0 | 0 | EA | ? | ?
PLCI526 | 0 | 0 | LK | IDEC FC4A-PC3RS485 COMM ADAPT. |  |  |  |  | IDEC MICROSMART PROGRAMMABLE CONTROL | P | 45.7 | 54.83 | 39.74 | 35.76 | 38.62 | 48.44 | EA | PLCI526 | XEP094
PLCI526 | 0 | 0 | LK | IDEC FC4A-PC3RS485 COMM ADAPT. |  |  |  |  | IDEC MICROSMART PROGRAMMABLE CONTROL | P | 45.7 | 54.83 | 39.74 | 35.76 | 38.62 | 48.44 | EA | PLCI526 | XSA100
REL310 | 0 | 0 | LK | RH2B-UDC12V MIDGET RELAY DPDT |  |  |  |  | RELAY (GENERAL PURPOSE) | P | 0 | 0 | 0 | 0 | 0 | 0 | EA | REL310 | XER001
REL322 | 0 | 10.3367 | LK | 24V 8 PIN RELAY DPDT | GENERAL PURPOSE |  |  |  | RELAY (GENERAL PURPOSE) | P | 28.25 | 33.9 | 28.25 | 22.6 | 29.16 | 28.25 | EA | REL322 | RE300
REL322 | 0 | 10.3367 | LK | 24V 8 PIN RELAY DPDT | GENERAL PURPOSE |  |  |  | RELAY (GENERAL PURPOSE) | P | 28.25 | 33.9 | 28.25 | 22.6 | 29.16 | 28.25 | EA | REL322 | SQUARE D RUMC2AB1BD
REL322 | 0 | 10.3367 | LK | 24V 8 PIN RELAY DPDT | GENERAL PURPOSE |  |  |  | RELAY (GENERAL PURPOSE) | P | 28.25 | 33.9 | 28.25 | 22.6 | 29.16 | 28.25 | EA | REL322 | XER002
REL322 | 0 | 10.3367 | LK | 24V 8 PIN RELAY DPDT | GENERAL PURPOSE |  |  |  | RELAY (GENERAL PURPOSE) | P | 28.25 | 33.9 | 28.25 | 22.6 | 29.16 | 28.25 | EA | REL322 | XLK1111
PLCI524 | 0 | 0 | LK | IDEC FC4C-PC1 RS232 PORT |  |  |  |  | IDEC MICROSMART PROGRAMMABLE CONTROL | P | 51.21 | 61.46 | 44.53 | 40.08 | 43.29 | 54.28 | EA | PLCI524 | XEP087
PLCI522 | 0 | 0 | LK | FC4A-N08B1 8 POINT INPUT MODUL |  |  |  |  | IDEC MICROSMART PROGRAMMABLE CONTROL | P | 0 | 0 | 0 | 0 | 0 | 0 | EA | PLCI522 | XEP071
PLX101 | 0 | 238.89 | LK | 100A 600V 3W 4P CIRCUIT-BREAK | GROUNDING PLUG |  |  | APP ACP1034CD/CRS APJ10487 |  | P | 503.06 | 603.67 | 503.06 | 477.91 | 675 | 0 | EA | PLX101 | APPLETON ACP1034CD
PLX101 | 0 | 238.89 | LK | 100A 600V 3W 4P CIRCUIT-BREAK | GROUNDING PLUG |  |  | APP ACP1034CD/CRS APJ10487 |  | P | 503.06 | 603.67 | 503.06 | 477.91 | 675 | 0 | EA | PLX101 | ARKTITE
PLX101 | 0 | 238.89 | LK | 100A 600V 3W 4P CIRCUIT-BREAK | GROUNDING PLUG |  |  | APP ACP1034CD/CRS APJ10487 |  | P | 503.06 | 603.67 | 503.06 | 477.91 | 675 | 0 | EA | PLX101 | CROUSE HINDS APJ10487
PLX101 | 0 | 238.89 | LK | 100A 600V 3W 4P CIRCUIT-BREAK | GROUNDING PLUG |  |  | APP ACP1034CD/CRS APJ10487 |  | P | 503.06 | 603.67 | 503.06 | 477.91 | 675 | 0 | EA | PLX101 | PIN & SLEEVE DEVICE
PLX101 | 0 | 238.89 | LK | 100A 600V 3W 4P CIRCUIT-BREAK | GROUNDING PLUG |  |  | APP ACP1034CD/CRS APJ10487 |  | P | 503.06 | 603.67 | 503.06 | 477.91 | 675 | 0 | EA | PLX101 | POWERTITE
PLX101 | 0 | 238.89 | LK | 100A 600V 3W 4P CIRCUIT-BREAK | GROUNDING PLUG |  |  | APP ACP1034CD/CRS APJ10487 |  | P | 503.06 | 603.67 | 503.06 | 477.91 | 675 | 0 | EA | PLX101 | XEP073
XEP068 | 7.73 | 18.33 | LK | IN-USE GREY VERT. COVER | [5 empty] | P | 0 | 0 | 0 | 0 | 18.9 | 26.78 | EA | ? | ?
XEP068 | 7.73 | 18.33 | LK | IN-USE GREY VERT. COVER | [5 empty] | L | 0 | 0 | 0 | 0 | 0 | 0 | EA | ? | ?
XEP050 | 31.03 | 31.03 | LK | 30 AMP 125V LOCK CONN | [5 empty] | P | 0 | 0 | 0 | 0 | 60.32 | 60.32 | EA | ? | ?
XEP050 | 31.03 | 31.03 | LK | 30 AMP 125V LOCK CONN | [5 empty] | L | 0 | 0 | 0 | 0 | 0 | 0 | EA | ? | ?
POL438 | 0 | 0 | LK | 40' CLASS 2 POLE |  |  |  |  | POLES | P | 889.08 | 1022.44 | 808.25 | 727.43 | 785.62 | 942.42 | EA | POL438 | XAP082
POL438 | 0 | 0 | LK | 40' CLASS 2 POLE |  |  |  |  | POLES | P | 889.08 | 1022.44 | 808.25 | 727.43 | 785.62 | 942.42 | EA | POL438 | XEP049
POL438 | 0 | 0 | LK | 40' CLASS 2 POLE |  |  |  |  | POLES | P | 889.08 | 1022.44 | 808.25 | 727.43 | 785.62 | 942.42 | EA | POL438 | XHP080
PLCI520 | 0 | 0 | LK | FC4A-K2C1 MICROSMART-18 2-PT. |  |  |  |  | IDEC MICROSMART PROGRAMMABLE CONTROL | P | 362.29 | 434.75 | 315.03 | 283.53 | 306.21 | 384.03 | EA | PLCI520 | XEP022
NIP724 | 0 | 0 | LK | 4" X 4" NIPPLE | GALV CONDUIT |  |  |  | GALV CONDUIT NIPPLES | P | 28.34 | 34 | 24.64 | 24.64 | 0 | 0 | EA | NIP724 | XEN040
PVC310 | 3.105 | 3.105 | LK | 4" PVC PLUG | [5 empty] | P | 3.41 | 4.09 | 3.1 | 2.79 | 6.05 | 6.05 | EA | PVC310 | ANGELO PLUMBING PVD 4 PLG
PIP605 | 0 | 0 | LK | 1/2" X 10 " SS NIPPLE |  |  |  |  | PIPE FITTINGS (HIGH PRESSURE) | P | 60.23 | 72.27 | 60.23 | 54.2 | 58.54 | 63.84 | EA | PIP605 | XEN033
NIP276 | 3.24 | 2.9923 | LK | 3/4 X 8" NIPPLE | GALV CONDUIT |  |  |  | GALV CONDUIT NIPPLES | P | 3.86 | 4.63 | 3.8 | 3.8 | 6.26 | 6.68 | EA | NIP276 | BAK0208
NIP276 | 3.24 | 2.9923 | LK | 3/4 X 8" NIPPLE | GALV CONDUIT |  |  |  | GALV CONDUIT NIPPLES | P | 3.86 | 4.63 | 3.8 | 3.8 | 6.26 | 6.68 | EA | NIP276 | XEN036
NIP276 | 3.24 | 2.9923 | LK | 3/4 X 8" NIPPLE | GALV CONDUIT |  |  |  | GALV CONDUIT NIPPLES | P | 3.86 | 4.63 | 3.8 | 3.8 | 6.26 | 6.68 | EA | NIP276 | XHN044
NIP276 | 3.24 | 2.9923 | LK | 3/4 X 8" NIPPLE | GALV CONDUIT |  |  |  | GALV CONDUIT NIPPLES | P | 3.86 | 4.63 | 3.8 | 3.8 | 6.26 | 6.68 | EA | NIP276 | XLK435
NIP276 | 3.24 | 2.9923 | LK | 3/4 X 8" NIPPLE | GALV CONDUIT |  |  |  | GALV CONDUIT NIPPLES | P | 3.86 | 4.63 | 3.8 | 3.8 | 6.26 | 6.68 | EA | NIP276 | ZN014
NIP116 | 0 | 0.84 | LK | 1/2 X 2" NIPPLE | GALV CONDUIT |  |  | (25/box) | GALV CONDUIT NIPPLES | P | 1.64 | 1.97 | 1.43 | 1.43 | 2.38 | 2.2 | EA | NIP116 | BAK0102
NIP116 | 0 | 0.84 | LK | 1/2 X 2" NIPPLE | GALV CONDUIT |  |  | (25/box) | GALV CONDUIT NIPPLES | P | 1.64 | 1.97 | 1.43 | 1.43 | 2.38 | 2.2 | EA | NIP116 | NI424
NIP116 | 0 | 0.84 | LK | 1/2 X 2" NIPPLE | GALV CONDUIT |  |  | (25/box) | GALV CONDUIT NIPPLES | P | 1.64 | 1.97 | 1.43 | 1.43 | 2.38 | 2.2 | EA | NIP116 | XEN026
PIP580 | 0 | 1.04 | LK | 1/4"X 2" SS NIPPLE |  |  |  |  | PIPE FITTINGS (HIGH PRESSURE) | P | 6.05 | 7.25 | 6.05 | 5.14 | 5.55 | 6.41 | EA | PIP580 | PT198
PIP580 | 0 | 1.04 | LK | 1/4"X 2" SS NIPPLE |  |  |  |  | PIPE FITTINGS (HIGH PRESSURE) | P | 6.05 | 7.25 | 6.05 | 5.14 | 5.55 | 6.41 | EA | PIP580 | XEN027
PIP608 | 0 | 0 | LK | 1/2" X 3" XH NIPPLES |  |  |  |  | PIPE FITTINGS (HIGH PRESSURE) | P | 5.48 | 6.58 | 5.48 | 4.66 | 5.03 | 5.81 | EA | PIP608 | XEN029
PIP606 | 0 | 4.09 | LK | 1/4"X 4" CARBON-STEEL NIPPLE |  |  |  |  | PIPE FITTINGS (HIGH PRESSURE) | P | 5.99 | 7.18 | 5.99 | 5.09 | 6.86 | 6.86 | EA | PIP606 | PT194
PIP606 | 0 | 4.09 | LK | 1/4"X 4" CARBON-STEEL NIPPLE |  |  |  |  | PIPE FITTINGS (HIGH PRESSURE) | P | 5.99 | 7.18 | 5.99 | 5.09 | 6.86 | 6.86 | EA | PIP606 | XEN022
NIP180 | 0 | 2.7286 | LK | 1/2"X 8" NIPPLE | GALV CONDUIT |  |  |  | GALV CONDUIT NIPPLES | P | 10.89 | 13.07 | 9.47 | 9.47 | 5.72 | 11.54 | EA | NIP180 | BAK0108
NIP180 | 0 | 2.7286 | LK | 1/2"X 8" NIPPLE | GALV CONDUIT |  |  |  | GALV CONDUIT NIPPLES | P | 10.89 | 13.07 | 9.47 | 9.47 | 5.72 | 11.54 | EA | NIP180 | XEN024
NIP180 | 0 | 2.7286 | LK | 1/2"X 8" NIPPLE | GALV CONDUIT |  |  |  | GALV CONDUIT NIPPLES | P | 10.89 | 13.07 | 9.47 | 9.47 | 5.72 | 11.54 | EA | NIP180 | XHN040
NIP748 | 0 | 0 | LK | 4" X 8" NIPPLE | GALV CONDUIT |  |  |  | GALV CONDUIT NIPPLES | P | 25.8 | 30.96 | 25.8 | 25.8 | 0 | 27.35 | EA | NIP748 | XEN005
NIP748 | 0 | 0 | LK | 4" X 8" NIPPLE | GALV CONDUIT |  |  |  | GALV CONDUIT NIPPLES | P | 25.8 | 30.96 | 25.8 | 25.8 | 0 | 27.35 | EA | NIP748 | XHN002
NIP284 | 0 | 3.2 | LK | 3/4 X 10" NIPPLE | GALV CONDUIT |  |  |  | GALV CONDUIT NIPPLES | P | 6.13 | 7.36 | 6.13 | 6.13 | 0 | 6.5 | EA | NIP284 | XEN007
NIP284 | 0 | 3.2 | LK | 3/4 X 10" NIPPLE | GALV CONDUIT |  |  |  | GALV CONDUIT NIPPLES | P | 6.13 | 7.36 | 6.13 | 6.13 | 0 | 6.5 | EA | NIP284 | XHN046
NIP284 | 0 | 3.2 | LK | 3/4 X 10" NIPPLE | GALV CONDUIT |  |  |  | GALV CONDUIT NIPPLES | P | 6.13 | 7.36 | 6.13 | 6.13 | 0 | 6.5 | EA | NIP284 | ZN015
PIP604 | 0 | 0 | LK | 1/2"X6" STAINLESS STL NIPPLE |  |  |  |  | PIPE FITTINGS (HIGH PRESSURE) | P | 21.1 | 25.32 | 21.1 | 18.99 | 20.51 | 22.37 | EA | PIP604 | XEN008
XEN010 | 2.48 | 4.8632 | LK | 1/2" X 1 1/2" XH NIPPLE | [5 empty] | P | 0 | 0 | 0 | 0 | 0 | 9.23 | EA | ? | ?
XEN010 | 2.48 | 4.8632 | LK | 1/2" X 1 1/2" XH NIPPLE | [5 empty] | L | 0 | 0 | 0 | 0 | 0 | 0 | EA | ? | ?
COV929 | 0 | 0 | LK | 2" X 8" VIC NIPPLE |  |  |  |  | VICTAULIC FITTINGS | P | 48.33 | 58 | 48.33 | 43.5 | 46.98 | 51.23 | EA | COV929 | XEN002
COV929 | 0 | 0 | LK | 2" X 8" VIC NIPPLE |  |  |  |  | VICTAULIC FITTINGS | P | 48.33 | 58 | 48.33 | 43.5 | 46.98 | 51.23 | EA | COV929 | XEN023
NIP764 | 0 | 0 | LK | 4" X 12" NIPPLE | GALV CONDUIT |  |  |  | GALV CONDUIT NIPPLES | P | 54.26 | 65.11 | 54.26 | 54.26 | 0 | 57.52 | EA | NIP764 | XEN003
NIP764 | 0 | 0 | LK | 4" X 12" NIPPLE | GALV CONDUIT |  |  |  | GALV CONDUIT NIPPLES | P | 54.26 | 65.11 | 54.26 | 54.26 | 0 | 57.52 | EA | NIP764 | XHN004
MOTA611 | 0 | 0 | LK | TATUNG 75HP NEMA D 1140 | RPM 405T FRAME DP |  |  |  | TATUNG NEMA D MOTORS | P | 5152 | 6182.4 | 5152 | 4894.4 | 0 | 5461.12 | EA | MOTA611 | M0611
MOTA611 | 0 | 0 | LK | TATUNG 75HP NEMA D 1140 | RPM 405T FRAME DP |  |  |  | TATUNG NEMA D MOTORS | P | 5152 | 6182.4 | 5152 | 4894.4 | 0 | 5461.12 | EA | MOTA611 | XEM065
MET632 | 0 | 0 | LK | KV2C SS METERS AND EQUIPMENT | 8 TERMINAL |  |  |  | WATT HOUR METERS, 3-PHASE 480V | P | 919.28 | 1103.13 | 919.28 | 919.28 | 992.82 | 992.8 | EA | MET632 | XEM057
XEM025 | 0 | 0 | LK | OPLHACS-20 WATER COLUMN SWITCH | MURPHY |  |  |  |  | P | 0 | 0 | 0 | 0 | 624.24 | 624.24 | EA | ? | ?
XEM025 | 0 | 0 | LK | OPLHACS-20 WATER COLUMN SWITCH | MURPHY |  |  |  |  | L | 0 | 0 | 0 | 0 | 0 | 0 | EA | ? | ?
XEM028 | 320.98 | 396.05 | LK | 320 AMP 7-TERMINAL METER BASE | [5 empty] | P | 0 | 0 | 0 | 0 | 624.24 | 624.24 | EA | ? | ?
XEM028 | 320.98 | 396.05 | LK | 320 AMP 7-TERMINAL METER BASE | [5 empty] | L | 0 | 0 | 0 | 0 | 0 | 0 | EA | ? | ?
CRT100 | 0 | 615.17 | LK | AMEM CT46-4L-400A-600A | 3- PH XCEL |  |  |  | CURRENT TRANSFORMER CABINETS | P | 1237.36 | 1484.83 | 1075.96 | 968.37 | 1153.22 | 1311.6 | EA | CRT100 | XEM009
CRT100 | 0 | 615.17 | LK | AMEM CT46-4L-400A-600A | 3- PH XCEL |  |  |  | CURRENT TRANSFORMER CABINETS | P | 1237.36 | 1484.83 | 1075.96 | 968.37 | 1153.22 | 1311.6 | EA | CRT100 | XLK1206
PIP538 | 0 | 4.4369 | LK | 2" X 1/2" REDUCING BUSHING B | [5 empty] | P | 11.08 | 13.3 | 11.08 | 9.97 | 10.42 | 9.65 | EA | PIP538 | XEL063
LIGA306 | 0 | 0 | LK | AMBER LENSE FOR PILOT LIGHT |  |  |  |  | PANEL LIGHTS | P | 0 | 0 | 0 | 0 | 0 | 0 | EA | LIGA306 | LIG424
LIGA306 | 0 | 0 | LK | AMBER LENSE FOR PILOT LIGHT |  |  |  |  | PANEL LIGHTS | P | 0 | 0 | 0 | 0 | 0 | 0 | EA | LIGA306 | XEL053
LIGA300 | 0 | 0 | LK | RED LENSE FOR OPERATOR LIGHT |  |  |  | SUN 30110 (10/box) | PANEL LIGHTS | P | 0 | 0 | 0 | 0 | 0 | 0 | EA | LIGA300 | LIG422
LIGA300 | 0 | 0 | LK | RED LENSE FOR OPERATOR LIGHT |  |  |  | SUN 30110 (10/box) | PANEL LIGHTS | P | 0 | 0 | 0 | 0 | 0 | 0 | EA | LIGA300 | PAC1000
LIGA300 | 0 | 0 | LK | RED LENSE FOR OPERATOR LIGHT |  |  |  | SUN 30110 (10/box) | PANEL LIGHTS | P | 0 | 0 | 0 | 0 | 0 | 0 | EA | LIGA300 | XEL054
XEL055 | 84.3 | 84.3 | LK | 70 WATT HP SODIUM FLD LIGHT | [5 empty] | P | 0 | 0 | 0 | 0 | 136.62 | 136.62 | EA | ? | ?
XEL055 | 84.3 | 84.3 | LK | 70 WATT HP SODIUM FLD LIGHT | [5 empty] | L | 0 | 0 | 0 | 0 | 0 | 0 | EA | ? | ?
LIG248 | 0 | 250.13 | LK | WALPAK METAL HALIDE PULSE | START WALL MOUNT W/BULB 250W |  |  | HBL PGL-250P-128-1LP | LIGHT FIXTURES | P | 430.25 | 516.3 | 430.25 | 430.25 | 405.22 | 489.64 | EA | LIG248 | HUBBELL PGL250P1281LP
LIG248 | 0 | 250.13 | LK | WALPAK METAL HALIDE PULSE | START WALL MOUNT W/BULB 250W |  |  | HBL PGL-250P-128-1LP | LIGHT FIXTURES | P | 430.25 | 516.3 | 430.25 | 430.25 | 405.22 | 489.64 | EA | LIG248 | OAE0250
LIG248 | 0 | 250.13 | LK | WALPAK METAL HALIDE PULSE | START WALL MOUNT W/BULB 250W |  |  | HBL PGL-250P-128-1LP | LIGHT FIXTURES | P | 430.25 | 516.3 | 430.25 | 430.25 | 405.22 | 489.64 | EA | LIG248 | XEL044
XEL047 | 8.557 | 9.6133 | LK | KA34U XFORMER LUGS | [5 empty] | P | 0 | 0 | 0 | 0 | 16.74 | 16.74 | EA | ? | ?
XEL047 | 8.557 | 9.6133 | LK | KA34U XFORMER LUGS | [5 empty] | L | 0 | 0 | 0 | 0 | 0 | 0 | EA | ? | ?
LUP142 | 30.99 | 12.05 | LK | #600 MCM PARALELL LUG DOUBLE | BARREL |  |  | BUR K2A36U (3/box) | PARALELL MECHANICAL LUGS | P | 22.55 | 22.55 | 22.55 | 0 | 62.21 | 61.06 | EA | LUP142 | FAB2104
LUP142 | 30.99 | 12.05 | LK | #600 MCM PARALELL LUG DOUBLE | BARREL |  |  | BUR K2A36U (3/box) | PARALELL MECHANICAL LUGS | P | 22.55 | 22.55 | 22.55 | 0 | 62.21 | 61.06 | EA | LUP142 | XEL039
XEL034 | 2.88 | 2.88 | LK | 1 1/4" EMT 90 DEGREE ELBOW | [5 empty] | L | 0 | 0 | 0 | 0 | 0 | 0 | EA | ? | ?
XEL034 | 2.88 | 2.88 | LK | 1 1/4" EMT 90 DEGREE ELBOW | [5 empty] | L | 0 | 0 | 0 | 0 | 0 | 0 | EA | ? | ?
XEL035 | 10.9175 | 10.915 | LK | 600 MCM ALCU 2C LUG | [5 empty] | P | 0 | 0 | 0 | 0 | 21.23 | 21.23 | EA | ? | ?
XEL035 | 10.9175 | 10.915 | LK | 600 MCM ALCU 2C LUG | [5 empty] | L | 0 | 0 | 0 | 0 | 0 | 0 | EA | ? | ?
XEL023 | 174.06 | 174.06 | LK | 8-FT 4-LAMP VAPOR-TITE FLRSCNT | FIXTURE VT220LDC120V |  |  |  |  | P | 258.33 | 309.99 | 258.33 | 258.33 | 338.37 | 338.38 | EA | ? | ?
XEL023 | 174.06 | 174.06 | LK | 8-FT 4-LAMP VAPOR-TITE FLRSCNT | FIXTURE VT220LDC120V |  |  |  |  | L | 0 | 0 | 0 | 0 | 0 | 0 | EA | ? | ?
LET506 | 35.96 | 8.665 | LK | ENGRAVABLE BLANK LEGEND PLATE |  |  |  |  | ENGRAVED LETTERS | P | 3.34 | 4.01 | 2.9 | 2.61 | 0 | 0 | EA | LET506 | LE506
LET506 | 35.96 | 8.665 | LK | ENGRAVABLE BLANK LEGEND PLATE |  |  |  |  | ENGRAVED LETTERS | P | 3.34 | 4.01 | 2.9 | 2.61 | 0 | 0 | EA | LET506 | XEL024
LET506 | 35.96 | 8.665 | LK | ENGRAVABLE BLANK LEGEND PLATE |  |  |  |  | ENGRAVED LETTERS | P | 3.34 | 4.01 | 2.9 | 2.61 | 0 | 0 | EA | LET506 | XEL061
LET506 | 35.96 | 8.665 | LK | ENGRAVABLE BLANK LEGEND PLATE |  |  |  |  | ENGRAVED LETTERS | P | 3.34 | 4.01 | 2.9 | 2.61 | 0 | 0 | EA | LET506 | XHL008
XEL026 | 0 | 49.44 | LK | PHIL MH400/U/ED28 MH LAMP | [5 empty] | P | 0 | 0 | 0 | 0 | 96.12 | 96.12 | EA | ? | ?
XEL026 | 0 | 49.44 | LK | PHIL MH400/U/ED28 MH LAMP | [5 empty] | L | 0 | 0 | 0 | 0 | 0 | 0 | EA | ? | ?
XEL028 | 87.81 | 87.81 | LK | 150 HPS DUSK-DAWN W/PHOTO CELL | [5 empty] | L | 0 | 0 | 0 | 0 | 0 | 0 | EA | ? | ?
XEL028 | 87.81 | 87.81 | LK | 150 HPS DUSK-DAWN W/PHOTO CELL | [5 empty] | L | 0 | 0 | 0 | 0 | 0 | 0 | EA | ? | ?
LIG380 | 0 | 0 | LK | LITH TDD150S120 HP SOD. LIGHTS |  |  |  |  | LIGHT FIXTURES | P | 124.98 | 149.98 | 124.98 | 124.98 | 134.98 | 132.48 | EA | LIG380 | LIG476
LIG380 | 0 | 0 | LK | LITH TDD150S120 HP SOD. LIGHTS |  |  |  |  | LIGHT FIXTURES | P | 124.98 | 149.98 | 124.98 | 124.98 | 134.98 | 132.48 | EA | LIG380 | XEL029
MUR850 | 0 | 67.2 | LK | LM-2000 LUBE LEVEL MAINTAINER |  |  |  |  | MURPHY LEVEL MAINTAINER | P | 169.83 | 203.79 | 147.68 | 114.89 | 124.08 | 169.83 | EA | MUR850 | 15700660
MUR850 | 0 | 67.2 | LK | LM-2000 LUBE LEVEL MAINTAINER |  |  |  |  | MURPHY LEVEL MAINTAINER | P | 169.83 | 203.79 | 147.68 | 114.89 | 124.08 | 169.83 | EA | MUR850 | XEL008
LUG211 | 0 | 0 | LK | 400MCM COMPRESSION LUG 2 HOLE | 313.1 Kcmil To 775/24 CABLE |  |  |  | COMPRESSION LUGS ( 2 HOLE) | P | 33.66 | 40.39 | 33.66 | 33.66 | 36.35 | 35.68 | EA | LUG211 | XEL010
PIP618 | 0 | 3.65 | LK | 1/2 " 90 ELBOW BLACK STEEL | [5 empty] | P | 0 | 0 | 0 | 0 | 6.32 | 6.5 | EA | PIP618 | XEL011
BRKQ500 | 209.49 | 252.66 | LK | FA244030AB SQUARE D BREAKER | [5 empty] | P | 0 | 0 | 0 | 0 | 0 | 0 | EA | ? | ?
INT450 | 0 | 0 | LK | ELECTRICAL INTERLOCK, | 1 N-O; 1 N-C |  |  |  | ELECTRIC INTERLOCK | P | 240.87 | 289.04 | 206.15 | 185.54 | 0 | 255.32 | EA | INT450 | IN450
RAD400 | 0 | 0 | LK | HOP KEY FOR SR900 RADIOS |  |  |  |  | RADIOS | P | 75 | 90 | 75 | 75 | 81 | 79.5 | EA | RAD400 | XEK000
XEH002 | 0 | 125 | LK | HANDLE KIT | [5 empty] | P | 0 | 0 | 0 | 0 | 243 | 243 | EA | ? | ?
XEH002 | 0 | 125 | LK | HANDLE KIT | [5 empty] | L | 0 | 0 | 0 | 0 | 0 | 0 | EA | ? | ?
COT106 | 0 | 54.7949 | LK | 1 1/4" WP TEK/CLX CONNECTOR |  |  |  | TMC125163S | TEK OR CLX CONNECTORS (WEATHERPROOF) | P | 93.63 | 112.36 | 81.42 | 69.2 | 134.65 | 134.65 | EA | COT106 | TMC125A
COT106 | 0 | 54.7949 | LK | 1 1/4" WP TEK/CLX CONNECTOR |  |  |  | TMC125163S | TEK OR CLX CONNECTORS (WEATHERPROOF) | P | 93.63 | 112.36 | 81.42 | 69.2 | 134.65 | 134.65 | EA | COT106 | XEG002
COT106 | 0 | 54.7949 | LK | 1 1/4" WP TEK/CLX CONNECTOR |  |  |  | TMC125163S | TEK OR CLX CONNECTORS (WEATHERPROOF) | P | 93.63 | 112.36 | 81.42 | 69.2 | 134.65 | 134.65 | EA | COT106 | XLK320
XEF032 | 6.98 | 6.98 | LK | SPRAY FOAM INSULATION | [5 empty] | P | 0 | 0 | 0 | 0 | 14.26 | 14.26 | EA | ? | ?
XEF032 | 6.98 | 6.98 | LK | SPRAY FOAM INSULATION | [5 empty] | L | 0 | 0 | 0 | 0 | 0 | 0 | EA | ? | ?
XEF016 | 0.1118 | 0.1118 | LK | 1/4" X 1 1/4" FENDER WASHERS | [5 empty] | P | 0.25 | 0.3 | 0.25 | 0.25 | 0 | 0.27 | EA | ? | ?
XEF016 | 0.1118 | 0.1118 | LK | 1/4" X 1 1/4" FENDER WASHERS | [5 empty] | L | 0 | 0 | 0 | 0 | 0 | 0 | EA | ? | ?
ENS520 | 0 | 289.62 | LK | 36" X 24" METAL ENCLOSURE |  |  |  |  | ENCLOSURES, METAL | P | 491.3 | 589.56 | 491.3 | 442.17 | 743.04 | 743.04 | EA | ENS520 | XEE008
COIC237 | 0 | 0 | LK | 7874A09G05 CH TYPE A | SIZE 5 VACUUM COIL | NEW STYLE |  |  | (C-H) - TYPE A (NEW STYLE) | P | 2417.58 | 2901.1 | 2069.1 | 2069.1 | 2031.48 | 2417.58 | EA | COIC237 | XEC095
CAP316 | 20 | 16.67 | LK | BC-216M-250 MOTOR START | SECONDARY 480V CAPACITOR |  |  |  | CAPACITORS, SECONDARY 480 VOLT | P | 27.79 | 33.35 | 24.17 | 21.753 | 32.4 | 31.8 | EA | CAP316 | XEC087
PLCI516 | 0 | 0 | LK | IDEC FC5A-C24R2-14 IN/10 OUT |  |  |  |  | IDEC MICROSMART PROGRAMMABLE CONTROL | P | 479.17 | 575 | 416.67 | 375 | 405 | 507.92 | EA | PLCI516 | XEC078
PLCI516 | 0 | 0 | LK | IDEC FC5A-C24R2-14 IN/10 OUT |  |  |  |  | IDEC MICROSMART PROGRAMMABLE CONTROL | P | 479.17 | 575 | 416.67 | 375 | 405 | 507.92 | EA | PLCI516 | XEP086
PLCI516 | 0 | 0 | LK | IDEC FC5A-C24R2-14 IN/10 OUT |  |  |  |  | IDEC MICROSMART PROGRAMMABLE CONTROL | P | 479.17 | 575 | 416.67 | 375 | 405 | 507.92 | EA | PLCI516 | XHC077
PLCI516 | 0 | 0 | LK | IDEC FC5A-C24R2-14 IN/10 OUT |  |  |  |  | IDEC MICROSMART PROGRAMMABLE CONTROL | P | 479.17 | 575 | 416.67 | 375 | 405 | 507.92 | EA | PLCI516 | XSC017
PLCI518 | 0 | 34.72 | LK | IDEC FC2A-KM1C MODEM CABLE |  |  |  |  | IDEC MICROSMART PROGRAMMABLE CONTROL | P | 0 | 0 | 0 | 0 | 63.72 | 63.72 | EA | PLCI518 | XEC082
XEC067 | 11.51 | 11.51 | LK | METAL 1 G FLIP COVER | [5 empty] | P | 0 | 0 | 0 | 0 | 22.68 | 22.68 | EA | ? | ?
XEC067 | 11.51 | 11.51 | LK | METAL 1 G FLIP COVER | [5 empty] | L | 0 | 0 | 0 | 0 | 0 | 0 | EA | ? | ?
COM545 | 0 | 0 | LK | H-TAP # 556 1/0 COMPRESSION R |  |  |  |  | COMPRESSION CONNECTORS | P | 0 | 0 | 0 | 0 | 0 | 0 | EA | COM545 | XEC036
PLCI514 | 0 | 0 | LK | IDEC FC4A-M08BR1 COMB CARD |  |  |  |  | IDEC MICROSMART PROGRAMMABLE CONTROL | P | 0 | 0 | 0 | 0 | 0 | 0 | EA | PLCI514 | FC4AM08R1
PLCI514 | 0 | 0 | LK | IDEC FC4A-M08BR1 COMB CARD |  |  |  |  | IDEC MICROSMART PROGRAMMABLE CONTROL | P | 0 | 0 | 0 | 0 | 0 | 0 | EA | PLCI514 | XEC028
ANT110 | 0 | 0 | LK | ANTENNA CABLE LMR400 50' |  |  |  |  | ANTENNAS | P | 57.91 | 69.5 | 57.91 | 57.91 | 0 | 0 | EA | ANT110 | XEC006
XEB092 | 0 | 7.22 | LK | PK7GTA SQ -D GRPNDTG BAR KIT | [5 empty] | P | 0 | 0 | 0 | 0 | 14.04 | 14.04 | EA | ? | ?
XEB092 | 0 | 7.22 | LK | PK7GTA SQ -D GRPNDTG BAR KIT | [5 empty] | L | 0 | 0 | 0 | 0 | 0 | 0 | EA | ? | ?
PROG508 | 0 | 0 | LK | G.E. SIZE 5 MOTOR CIRCUIT | PROTECTOR |  |  |  | MOTOR CIRCUIT PROTECTORS G.E. | P | 1143 | 1371.6 | 1143 | 1143 | 1234.44 | 1234.44 | EA | PROG508 | XEB093
BRKG400 | 0 | 0 | LK | TM815RCUFL 150A LOAD CENTER GE |  |  |  |  | GENERAL ELECTRIC LOAD CENTERS | P | 386.19 | 463.43 | 386.19 | 328.26 | 0 | 386.19 | EA | BRKG400 | BR365
RAI168 | 0 | 0 | LK | DIN RAIL SUPPORT BRACKET |  |  |  |  | DIN RAIL | P | 5.37 | 6.45 | 5.37 | 4.83 | 2.97 | 2.92 | EA | RAI168 | XEB070
XEB071 | 2.4 | 2.4 | LK | 1"X 1/4" 3000# T-316 BUSHING | [5 empty] | P | 0 | 0 | 0 | 0 | 4.75 | 4.75 | EA | ? | ?
XEB071 | 2.4 | 2.4 | LK | 1"X 1/4" 3000# T-316 BUSHING | [5 empty] | L | 0 | 0 | 0 | 0 | 0 | 0 | EA | ? | ?
BAT102 | 0 | 110 | LK | BATTERY BACK-UP |  |  |  |  | BATTERIES AND BATTERY BACK UP (UPS) | P | 195.58 | 234.69 | 170.07 | 153.06 | 165.3 | 210 | EA | BAT102 | XEB063
CRSB176 | 0 | 30.3 | LK | CRS-H ARRH36 60A BACK BOX | [5 empty] | P | 0 | 0 | 0 | 0 | 43.2 | 52.45 | EA | CRSB176 | XEB065
CRSR100 | 0 | 0.74 | LK | 1/2 "X 3/8" RE BUSHING |  |  |  |  | BUSHING, RE - | P | 5.54 | 6.65 | 4.82 | 4.34 | 4.69 | 5.87 | EA | CRSR100 | BAK0010
CRSR100 | 0 | 0.74 | LK | 1/2 "X 3/8" RE BUSHING |  |  |  |  | BUSHING, RE - | P | 5.54 | 6.65 | 4.82 | 4.34 | 4.69 | 5.87 | EA | CRSR100 | XEB066
VAL414 | 6.14 | 29.95 | LK | 1/2" BRASS BALL VALVE |  |  |  |  | VALVES | P | 24.24 | 29.09 | 24.24 | 24.24 | 51.84 | 51.84 | EA | VAL414 | XEB032
BAT100 | 0 | 0 | LK | 12V DEEP CYCLE SEALED BATTERY |  |  |  |  | BATTERIES AND BATTERY BACK UP (UPS) | P | 295.07 | 354.09 | 256.58 | 230.93 | 249.4 | 295.07 | EA | BAT100 | XEB008
ANT124 | 0 | 299 | LK | WILSON SIGNAL BOOSTER | 600 VOLT 3-POLE |  |  |  |  | P | 1743.53 | 1743.53 | 1743.53 | 1743.53 | 581.26 | 614 | EA | ANT124 | XEB012
XEB014 | 0 | 0 | LK | FLAT L BRACKET | [5 empty] | L | 0 | 0 | 0 | 0 | 0 | 0 | EA | ? | ?
XEB014 | 0 | 0 | LK | FLAT L BRACKET | [5 empty] | L | 0 | 0 | 0 | 0 | 0 | 0 | EA | ? | ?
ARM100 | 0 | 0 | LK | SIEMENS AMATURE KIT |  |  |  |  | ARMATURES | P | 143.75 | 172.5 | 125 | 112.5 | 121.5 | 143.75 | EA | ARM100 | XEA019
VAL412 | 0 | 20.345 | LK | 1/4" BALL VALVE |  |  |  |  | VALVES | P | 53.15 | 63.78 | 48.32 | 43.49 | 91.8 | 91.8 | EA | VAL412 | XEB002
BRA226 | 0 | 0 | LK | TRANSFORMER TRAINER BRKT | SUPPORT FOR SEC. LEAD WIRE |  |  |  | BRACKETS | P | 30.19 | 36.23 | 26.25 | 23.63 | 25.52 | 36.23 | EA | BRA226 | XEB003
BRA226 | 0 | 0 | LK | TRANSFORMER TRAINER BRKT | SUPPORT FOR SEC. LEAD WIRE |  |  |  | BRACKETS | P | 30.19 | 36.23 | 26.25 | 23.63 | 25.52 | 36.23 | EA | BRA226 | XHT052
TAH394 | 0 | 145.0683 | LK | HEAT TAPE PWR CONNECTION KIT |  |  |  | CHE JBS-100-A | SELF-LIMITING HEAT TAPE | P | 173.07 | 207.68 | 173.07 | 155.76 | 207.68 | 207.68 | EA | TAH394 | NAF0007
TAH394 | 0 | 145.0683 | LK | HEAT TAPE PWR CONNECTION KIT |  |  |  | CHE JBS-100-A | SELF-LIMITING HEAT TAPE | P | 173.07 | 207.68 | 173.07 | 155.76 | 207.68 | 207.68 | EA | TAH394 | TA394
TAH394 | 0 | 145.0683 | LK | HEAT TAPE PWR CONNECTION KIT |  |  |  | CHE JBS-100-A | SELF-LIMITING HEAT TAPE | P | 173.07 | 207.68 | 173.07 | 155.76 | 207.68 | 207.68 | EA | TAH394 | XEB004
ANC322 | 0 | 0.3948 | LK | HIT DRIVE ANCHORS |  |  |  |  | ANCHORS | P | 1.97 | 2.36 | 1.71 | 1.54 | 1.66 | 1.89 | EA | ANC322 | XEA013
ANC322 | 0 | 0.3948 | LK | HIT DRIVE ANCHORS |  |  |  |  | ANCHORS | P | 1.97 | 2.36 | 1.71 | 1.54 | 1.66 | 1.89 | EA | ANC322 | XHA000
ANC322 | 0 | 0.3948 | LK | HIT DRIVE ANCHORS |  |  |  |  | ANCHORS | P | 1.97 | 2.36 | 1.71 | 1.54 | 1.66 | 1.89 | EA | ANC322 | XLK069
ADA316 | 0 | 0 | LK | 4" FEMALE ADPATER PVC |  |  |  | EPVC FEM-ADPT-4IN-PVC | FEMALE ADAPTERS: PVC | P | 8.44 | 10.13 | 7.34 | 6.61 | 6.61 | 8.44 | EA | ADA316 | BAD1006
ADA316 | 0 | 0 | LK | 4" FEMALE ADPATER PVC |  |  |  | EPVC FEM-ADPT-4IN-PVC | FEMALE ADAPTERS: PVC | P | 8.44 | 10.13 | 7.34 | 6.61 | 6.61 | 8.44 | EA | ADA316 | CANTEX 5140052
ADA316 | 0 | 0 | LK | 4" FEMALE ADPATER PVC |  |  |  | EPVC FEM-ADPT-4IN-PVC | FEMALE ADAPTERS: PVC | P | 8.44 | 10.13 | 7.34 | 6.61 | 6.61 | 8.44 | EA | ADA316 | CARLON E942N
ADA316 | 0 | 0 | LK | 4" FEMALE ADPATER PVC |  |  |  | EPVC FEM-ADPT-4IN-PVC | FEMALE ADAPTERS: PVC | P | 8.44 | 10.13 | 7.34 | 6.61 | 6.61 | 8.44 | EA | ADA316 | XEA017
ADA316 | 0 | 0 | LK | 4" FEMALE ADPATER PVC |  |  |  | EPVC FEM-ADPT-4IN-PVC | FEMALE ADAPTERS: PVC | P | 8.44 | 10.13 | 7.34 | 6.61 | 6.61 | 8.44 | EA | ADA316 | XHA002
ANT106 | 49.5 | 28 | LK | 18" N MALE TO SMA MALE ANTENN |  |  |  |  | ANTENNAS | P | 106.43 | 127.72 | 92.55 | 83.3 | 60.75 | 74 | EA | ANT106 | XEA006
ANT106 | 49.5 | 28 | LK | 18" N MALE TO SMA MALE ANTENN |  |  |  |  | ANTENNAS | P | 106.43 | 127.72 | 92.55 | 83.3 | 60.75 | 74 | EA | ANT106 | XLK223
ANT100 | 0 | 183 | LK | YAGI ANTENNA 3 ELEMENT |  |  |  |  | ANTENNAS | P | 275 | 330 | 275 | 275 | 297 | 322 | EA | ANT100 | XEA007
ANT104 | 0 | 23.54 | LK | 18" N MALE TO TNC MALE ANTENN |  |  |  | TAB 8259-2-NM OR EQUAL | ANTENNAS | P | 53.48 | 64.17 | 53.48 | 53.48 | 60.75 | 58 | EA | ANT104 | GDL NMTNCM240-18"
ANT104 | 0 | 23.54 | LK | 18" N MALE TO TNC MALE ANTENN |  |  |  | TAB 8259-2-NM OR EQUAL | ANTENNAS | P | 53.48 | 64.17 | 53.48 | 53.48 | 60.75 | 58 | EA | ANT104 | JAV0024
ANT104 | 0 | 23.54 | LK | 18" N MALE TO TNC MALE ANTENN |  |  |  | TAB 8259-2-NM OR EQUAL | ANTENNAS | P | 53.48 | 64.17 | 53.48 | 53.48 | 60.75 | 58 | EA | ANT104 | TAB 8259-2-NM
ANT104 | 0 | 23.54 | LK | 18" N MALE TO TNC MALE ANTENN |  |  |  | TAB 8259-2-NM OR EQUAL | ANTENNAS | P | 53.48 | 64.17 | 53.48 | 53.48 | 60.75 | 58 | EA | ANT104 | XEA009
ANT104 | 0 | 23.54 | LK | 18" N MALE TO TNC MALE ANTENN |  |  |  | TAB 8259-2-NM OR EQUAL | ANTENNAS | P | 53.48 | 64.17 | 53.48 | 53.48 | 60.75 | 58 | EA | ANT104 | XLK223
ARP204 | 0 | 0 | LK | 6 KV PDV-100 ARRESTORS | CAP AND X-ARM BRKT |  |  |  | PRIMARY ARRESTERS | P | 76.99 | 92.39 | 66.95 | 60.26 | 65.08 | 81.61 | EA | ARP204 | XEA010
ANT108 | 0 | 0 | LK | ANTENNA OMNI 900MHZ |  |  |  |  | ANTENNAS | P | 222.65 | 267.18 | 222.65 | 200.38 | 0 | 0 | EA | ANT108 | XEA011
NAI100 | 0 | 0 | LK | #16 PENNY NAILS |  |  |  |  | NAILS | P | 3.11 | 3.73 | 3.11 | 2.8 | 0 | 3.3 | LB | NAI100 | NA100
NAI100 | 0 | 0 | LK | #16 PENNY NAILS |  |  |  |  | NAILS | P | 3.11 | 3.73 | 3.11 | 2.8 | 0 | 3.3 | LB | NAI100 | XDU006
TRW588 | 0 | 0 | LK | 10" X 10" X 72 NEMA | 3R WIRING TROUGH |  |  |  | WIRING TROUGH | P | 758.4 | 910.08 | 632 | 442.4 | 0 | 803.9 | EA | TRW588 | TR588
SWTQ801 | 0 | 88.97 | LK | 600/100A 480/600VNEUTRAL KIT |  |  |  | SQ D SN0610 |  | P | 123.05 | 147.66 | 107 | 107 | 153 | 123.05 | EA | SWTQ801 | IAI1061
SWTQ801 | 0 | 88.97 | LK | 600/100A 480/600VNEUTRAL KIT |  |  |  | SQ D SN0610 |  | P | 123.05 | 147.66 | 107 | 107 | 153 | 123.05 | EA | SWTQ801 | SQUARE D SN0610
SWTQ801 | 0 | 88.97 | LK | 600/100A 480/600VNEUTRAL KIT |  |  |  | SQ D SN0610 |  | P | 123.05 | 147.66 | 107 | 107 | 153 | 123.05 | EA | SWTQ801 | XDC404
XDC396 | 2.51 | 2.51 | LK | BLADE RECIP 6"/18T 5PK | [5 empty] | P | 29.98 | 35.98 | 29.98 | 29.98 | 0 | 30.13 | EA | ? | ?
XDC396 | 2.51 | 2.51 | LK | BLADE RECIP 6"/18T 5PK | [5 empty] | L | 28.42 | 30.45 | 28.76 | 0 | 0 | 0 | EA | ? | ?
FUR736 | 0 | 559.366 | LK | 800A 600V CLASS L BOLT-ON FUSE |  |  |  | BUSS KLU800 LTF KLLU800 | FUSETRONS, 600 VOLT | P | 684.98 | 821.98 | 684.98 | 240.32 | 821 | 726.08 | EA | FUR736 | BUSS KLU800
FUR736 | 0 | 559.366 | LK | 800A 600V CLASS L BOLT-ON FUSE |  |  |  | BUSS KLU800 LTF KLLU800 | FUSETRONS, 600 VOLT | P | 684.98 | 821.98 | 684.98 | 240.32 | 821 | 726.08 | EA | FUR736 | LTF KLLU800
FUR736 | 0 | 559.366 | LK | 800A 600V CLASS L BOLT-ON FUSE |  |  |  | BUSS KLU800 LTF KLLU800 | FUSETRONS, 600 VOLT | P | 684.98 | 821.98 | 684.98 | 240.32 | 821 | 726.08 | EA | FUR736 | ZF050
FUR738 | 0 | 0 | LK | 1200 AMP FUSETRON 600V |  |  |  |  | FUSETRONS, 600 VOLT | P | 1145.22 | 1374.26 | 995.84 | 995.84 | 0 | 1213.93 | EA | FUR738 | BUSS KLU1200
FUR738 | 0 | 0 | LK | 1200 AMP FUSETRON 600V |  |  |  |  | FUSETRONS, 600 VOLT | P | 1145.22 | 1374.26 | 995.84 | 995.84 | 0 | 1213.93 | EA | FUR738 | FRZ A4BT1200
FUR738 | 0 | 0 | LK | 1200 AMP FUSETRON 600V |  |  |  |  | FUSETRONS, 600 VOLT | P | 1145.22 | 1374.26 | 995.84 | 995.84 | 0 | 1213.93 | EA | FUR738 | LTF KLLU1200
FUR738 | 0 | 0 | LK | 1200 AMP FUSETRON 600V |  |  |  |  | FUSETRONS, 600 VOLT | P | 1145.22 | 1374.26 | 995.84 | 995.84 | 0 | 1213.93 | EA | FUR738 | XDC254
XDC200 | 46.88 | 39.17 | LK | 8' LIGHT FIXTURE | [5 empty] | P | 121.27 | 178.59 | 145.52 | 0 | 76.14 | 76.14 | EA | ? | ?
XDC200 | 46.88 | 39.17 | LK | 8' LIGHT FIXTURE | [5 empty] | L | 121.27 | 178.59 | 145.52 | 0 | 0 | 0 | EA | ? | ?
MUR940 | 0 | 0 | LK | MS2110 TATTLETALE MULTI- | PURPOSE MURPHY |  |  |  | MURPHY TATTLETALE | P | 70.21 | 84.25 | 61.05 | 49.68 | 53.65 | 70.21 | EA | MUR940 | 25700416
MUR940 | 0 | 0 | LK | MS2110 TATTLETALE MULTI- | PURPOSE MURPHY |  |  |  | MURPHY TATTLETALE | P | 70.21 | 84.25 | 61.05 | 49.68 | 53.65 | 70.21 | EA | MUR940 | REPLACES 169PH
MUR940 | 0 | 0 | LK | MS2110 TATTLETALE MULTI- | PURPOSE MURPHY |  |  |  | MURPHY TATTLETALE | P | 70.21 | 84.25 | 61.05 | 49.68 | 53.65 | 70.21 | EA | MUR940 | REPLACES 221PH
MUR940 | 0 | 0 | LK | MS2110 TATTLETALE MULTI- | PURPOSE MURPHY |  |  |  | MURPHY TATTLETALE | P | 70.21 | 84.25 | 61.05 | 49.68 | 53.65 | 70.21 | EA | MUR940 | REPLACES 274
MUR940 | 0 | 0 | LK | MS2110 TATTLETALE MULTI- | PURPOSE MURPHY |  |  |  | MURPHY TATTLETALE | P | 70.21 | 84.25 | 61.05 | 49.68 | 53.65 | 70.21 | EA | MUR940 | REPLACES 274PH
MUR940 | 0 | 0 | LK | MS2110 TATTLETALE MULTI- | PURPOSE MURPHY |  |  |  | MURPHY TATTLETALE | P | 70.21 | 84.25 | 61.05 | 49.68 | 53.65 | 70.21 | EA | MUR940 | XSM023
ADI500 | 0 | 0 | LK | DUAL IGNITION ADAPTER |  |  |  |  | IGNITION ADAPTER | P | 49.68 | 59.62 | 45.17 | 40.65 | 43.9 | 49.68 | EA | ADI500 | XSM025
MUR920 | 0 | 0 | LK | 20T-250 TEMPERATURE SWITCHGAGE | 130-250 DEG F/60-121DEG C |  |  |  | PRESSURE SWITCHES | P | 132.83 | 159.39 | 115.5 | 121.44 | 131.16 | 132.83 | EA | MUR920 | 10' 10702045 20T-250-10-1/2
MUR920 | 0 | 0 | LK | 20T-250 TEMPERATURE SWITCHGAGE | 130-250 DEG F/60-121DEG C |  |  |  | PRESSURE SWITCHES | P | 132.83 | 159.39 | 115.5 | 121.44 | 131.16 | 132.83 | EA | MUR920 | 12' 10702046 20T-250-12-1/2
MUR920 | 0 | 0 | LK | 20T-250 TEMPERATURE SWITCHGAGE | 130-250 DEG F/60-121DEG C |  |  |  | PRESSURE SWITCHES | P | 132.83 | 159.39 | 115.5 | 121.44 | 131.16 | 132.83 | EA | MUR920 | 14' 10702047 20T-250-14-1/2
MUR920 | 0 | 0 | LK | 20T-250 TEMPERATURE SWITCHGAGE | 130-250 DEG F/60-121DEG C |  |  |  | PRESSURE SWITCHES | P | 132.83 | 159.39 | 115.5 | 121.44 | 131.16 | 132.83 | EA | MUR920 | 16' 10702048 20T-250-16-1/2
MUR920 | 0 | 0 | LK | 20T-250 TEMPERATURE SWITCHGAGE | 130-250 DEG F/60-121DEG C |  |  |  | PRESSURE SWITCHES | P | 132.83 | 159.39 | 115.5 | 121.44 | 131.16 | 132.83 | EA | MUR920 | 18' 10702049 20T-250-18-1/2
MUR920 | 0 | 0 | LK | 20T-250 TEMPERATURE SWITCHGAGE | 130-250 DEG F/60-121DEG C |  |  |  | PRESSURE SWITCHES | P | 132.83 | 159.39 | 115.5 | 121.44 | 131.16 | 132.83 | EA | MUR920 | 20' 10702050 20T-250-20-1/2
MUR920 | 0 | 0 | LK | 20T-250 TEMPERATURE SWITCHGAGE | 130-250 DEG F/60-121DEG C |  |  |  | PRESSURE SWITCHES | P | 132.83 | 159.39 | 115.5 | 121.44 | 131.16 | 132.83 | EA | MUR920 | 25' 10702051 20T-250-25-1/2
MUR920 | 0 | 0 | LK | 20T-250 TEMPERATURE SWITCHGAGE | 130-250 DEG F/60-121DEG C |  |  |  | PRESSURE SWITCHES | P | 132.83 | 159.39 | 115.5 | 121.44 | 131.16 | 132.83 | EA | MUR920 | 30' 10702055 20T-250-30-1/2
MUR920 | 0 | 0 | LK | 20T-250 TEMPERATURE SWITCHGAGE | 130-250 DEG F/60-121DEG C |  |  |  | PRESSURE SWITCHES | P | 132.83 | 159.39 | 115.5 | 121.44 | 131.16 | 132.83 | EA | MUR920 | 35' 10702056 20T-250-35-1/2
MUR920 | 0 | 0 | LK | 20T-250 TEMPERATURE SWITCHGAGE | 130-250 DEG F/60-121DEG C |  |  |  | PRESSURE SWITCHES | P | 132.83 | 159.39 | 115.5 | 121.44 | 131.16 | 132.83 | EA | MUR920 | 4' 10702042 20T-250-4-1/2
MUR920 | 0 | 0 | LK | 20T-250 TEMPERATURE SWITCHGAGE | 130-250 DEG F/60-121DEG C |  |  |  | PRESSURE SWITCHES | P | 132.83 | 159.39 | 115.5 | 121.44 | 131.16 | 132.83 | EA | MUR920 | 40' 10702057 20T-250-40-1/2
MUR920 | 0 | 0 | LK | 20T-250 TEMPERATURE SWITCHGAGE | 130-250 DEG F/60-121DEG C |  |  |  | PRESSURE SWITCHES | P | 132.83 | 159.39 | 115.5 | 121.44 | 131.16 | 132.83 | EA | MUR920 | 50' 10702058 20T-250-50-1/2
MUR920 | 0 | 0 | LK | 20T-250 TEMPERATURE SWITCHGAGE | 130-250 DEG F/60-121DEG C |  |  |  | PRESSURE SWITCHES | P | 132.83 | 159.39 | 115.5 | 121.44 | 131.16 | 132.83 | EA | MUR920 | 55' 10702059 20T-250-55-1/2
MUR920 | 0 | 0 | LK | 20T-250 TEMPERATURE SWITCHGAGE | 130-250 DEG F/60-121DEG C |  |  |  | PRESSURE SWITCHES | P | 132.83 | 159.39 | 115.5 | 121.44 | 131.16 | 132.83 | EA | MUR920 | 6' 10702043 20T-250-6-1/2
MUR920 | 0 | 0 | LK | 20T-250 TEMPERATURE SWITCHGAGE | 130-250 DEG F/60-121DEG C |  |  |  | PRESSURE SWITCHES | P | 132.83 | 159.39 | 115.5 | 121.44 | 131.16 | 132.83 | EA | MUR920 | 6' 10708238 20T-250-6-3/8
MUR920 | 0 | 0 | LK | 20T-250 TEMPERATURE SWITCHGAGE | 130-250 DEG F/60-121DEG C |  |  |  | PRESSURE SWITCHES | P | 132.83 | 159.39 | 115.5 | 121.44 | 131.16 | 132.83 | EA | MUR920 | 8' 10702044 20T-250-8-1/2
MUR920 | 0 | 0 | LK | 20T-250 TEMPERATURE SWITCHGAGE | 130-250 DEG F/60-121DEG C |  |  |  | PRESSURE SWITCHES | P | 132.83 | 159.39 | 115.5 | 121.44 | 131.16 | 132.83 | EA | MUR920 | XSM030
MUR904 | 0 | 0 | LK | A25P-75 PRESSURE SWITCHGAGE | 0-75PSI MURPHY |  |  |  | PRESSURE SWITCHES | P | 129.03 | 154.84 | 112.2 | 94.58 | 102.15 | 129.03 | EA | MUR904 | XSM033
BOL246 | 0 | 0 | LK | 3/4 X 16" MACHINE BOLT |  |  |  | CHN 8916/MGR DF4B16 | MACHINE BOLTS | P | 5.76 | 6.91 | 5.01 | 5.01 | 5.26 | 5.76 | EA | BOL246 | RAB3416
BOL246 | 0 | 0 | LK | 3/4 X 16" MACHINE BOLT |  |  |  | CHN 8916/MGR DF4B16 | MACHINE BOLTS | P | 5.76 | 6.91 | 5.01 | 5.01 | 5.26 | 5.76 | EA | BOL246 | XDC157
BOL246 | 0 | 0 | LK | 3/4 X 16" MACHINE BOLT |  |  |  | CHN 8916/MGR DF4B16 | MACHINE BOLTS | P | 5.76 | 6.91 | 5.01 | 5.01 | 5.26 | 5.76 | EA | BOL246 | XSB503
THM098 | 25.38 | 42.775 | LK | 24 V HEAT/COOL THERMOSTAT | [5 empty] | P | 1208.2 | 1294.5 | 1222.69 | 0 | 96.35 | 96.35 | EA | THM098 | XDC150
LUP100 | 0 | 1.5875 | LK | #1/0 PARALELL LUG | DOUBLE BARREL |  |  |  | PARALELL MECHANICAL LUGS | P | 2.79 | 3.35 | 2.79 | 2.79 | 3.01 | 2.96 | EA | ? | ?
COR636 | 0 | 6.415 | LK | 2" ROMEX CONNECTOR(2-IN 2SCR) |  |  |  | THM 3307 / ARL 849 |  | P | 12.73 | 15.28 | 10.18 | 10.18 | 14.74 | 15.7 | EA | COR636 | APPLETON 15237
COR636 | 0 | 6.415 | LK | 2" ROMEX CONNECTOR(2-IN 2SCR) |  |  |  | THM 3307 / ARL 849 |  | P | 12.73 | 15.28 | 10.18 | 10.18 | 14.74 | 15.7 | EA | COR636 | ARLINGTON 849
COR636 | 0 | 6.415 | LK | 2" ROMEX CONNECTOR(2-IN 2SCR) |  |  |  | THM 3307 / ARL 849 |  | P | 12.73 | 15.28 | 10.18 | 10.18 | 14.74 | 15.7 | EA | COR636 | BRIDGEPORT 676DC2
COR636 | 0 | 6.415 | LK | 2" ROMEX CONNECTOR(2-IN 2SCR) |  |  |  | THM 3307 / ARL 849 |  | P | 12.73 | 15.28 | 10.18 | 10.18 | 14.74 | 15.7 | EA | COR636 | COOPER CRS H 2671
COR636 | 0 | 6.415 | LK | 2" ROMEX CONNECTOR(2-IN 2SCR) |  |  |  | THM 3307 / ARL 849 |  | P | 12.73 | 15.28 | 10.18 | 10.18 | 14.74 | 15.7 | EA | COR636 | MADISON L1108
COR636 | 0 | 6.415 | LK | 2" ROMEX CONNECTOR(2-IN 2SCR) |  |  |  | THM 3307 / ARL 849 |  | P | 12.73 | 15.28 | 10.18 | 10.18 | 14.74 | 15.7 | EA | COR636 | RACO 2858
COR636 | 0 | 6.415 | LK | 2" ROMEX CONNECTOR(2-IN 2SCR) |  |  |  | THM 3307 / ARL 849 |  | P | 12.73 | 15.28 | 10.18 | 10.18 | 14.74 | 15.7 | EA | COR636 | STL CTY KINDORF NC061
COR636 | 0 | 6.415 | LK | 2" ROMEX CONNECTOR(2-IN 2SCR) |  |  |  | THM 3307 / ARL 849 |  | P | 12.73 | 15.28 | 10.18 | 10.18 | 14.74 | 15.7 | EA | COR636 | STL CTY KINDORF NC206
COR636 | 0 | 6.415 | LK | 2" ROMEX CONNECTOR(2-IN 2SCR) |  |  |  | THM 3307 / ARL 849 |  | P | 12.73 | 15.28 | 10.18 | 10.18 | 14.74 | 15.7 | EA | COR636 | THM 3307
COR636 | 0 | 6.415 | LK | 2" ROMEX CONNECTOR(2-IN 2SCR) |  |  |  | THM 3307 / ARL 849 |  | P | 12.73 | 15.28 | 10.18 | 10.18 | 14.74 | 15.7 | EA | COR636 | XDC106
TRI100 | 0 | 0 | LK | 6EEGW-2 240/60 TRANSFORMER |  |  |  |  | IGNITION TRANSFORMER | P | 131.34 | 157.61 | 131.34 | 131.34 | 141.85 | 141.85 | EA | TRI100 | XDC040
TRI102 | 0 | 0 | LK | TRANSFORMER 240V/60 CYCLE | 10000 SEC-FRANCE IGNITION |  |  |  | IGNITION TRANSFORMER | P | 153.69 | 184.43 | 153.69 | 153.69 | 165.99 | 165.99 | EA | TRI102 | XDC041
CRO256 | 2.7375 | 2.7375 | LK | DEADEND ARM 10' BRACELESS |  |  |  |  | CROSSARMS (TREATED) | P | 0 | 0 | 0 | 0 | 5.65 | 5.65 | EA | CRO256 | XDC016
FAN100 | 0 | 0 | LK | EXHAUST FAN 4C009 |  |  |  |  | FANS | P | 484.04 | 580.84 | 484.04 | 484.04 | 522.76 | 522.76 | EA | FAN100 | XDC002
XCW001 | 1.0881 | 1.0881 | LK | 12/3 SOW CABLE | [5 empty] | P | 1052.81 | 1052.81 | 1052.81 | 0 | 0 | 2.25 | EA | ? | ?
XCW001 | 1.0881 | 1.0881 | LK | 12/3 SOW CABLE | [5 empty] | P | 1052.81 | 1052.81 | 1052.81 | 0 | 0 | 0 | EA | ? | ?
COI693 | 22.9 | 75.17 | LK | CABLE REPAIR SLEEVE | [5 empty] | P | 75.54 | 75.54 | 75.54 | 0 | 120.35 | 80.07 | EA | ? | ?
XCS006 | 48.35 | 48.35 | LK | GREEN PEDESTAL WITH STAKE | [5 empty] | P | 58.63 | 58.63 | 58.63 | 0 | 87.05 | 0 | EA | ? | ?
XCS006 | 48.35 | 48.35 | LK | GREEN PEDESTAL WITH STAKE | [5 empty] | P | 58.63 | 58.63 | 58.63 | 0 | 0 | 0 | EA | ? | ?
XCC008 | 16.44 | 16.44 | LK | 1/0 AWG IN-LINE SPLICE | [5 empty] | P | 19.85 | 23.82 | 19.85 | 17.86 | 0 | 32.35 | EA | ? | ?
XCC008 | 16.44 | 16.44 | LK | 1/0 AWG IN-LINE SPLICE | [5 empty] | P | 15.73 | 18.88 | 15.73 | 0 | 0 | 0 | EA | ? | ?
XCD001 | 0 | 0 | LK | HIGH VOLTAGE DECALS | [5 empty] | P | 2.8 | 2.8 | 2.8 | 0 | 0 | 2.8 | EA | ? | ?
XCD001 | 0 | 0 | LK | HIGH VOLTAGE DECALS | [5 empty] | P | 2.8 | 2.8 | 2.8 | 0 | 0 | 0 | EA | ? | ?
STK289 | 0 | 10.83 | LK | #1/0 STAKON NON-INSULATED | BUTT SPLICE |  |  | BUR YSU25R25R | STAKONS BUTT SPLICES (NON-INSULATED) | P | 1.18 | 1.18 | 1.18 | 0 | 21.06 | 21.35 | EA | STK289 | FAC0303
STK289 | 0 | 10.83 | LK | #1/0 STAKON NON-INSULATED | BUTT SPLICE |  |  | BUR YSU25R25R | STAKONS BUTT SPLICES (NON-INSULATED) | P | 1.18 | 1.18 | 1.18 | 0 | 21.06 | 21.35 | EA | STK289 | XCB008
CRSB104 | 0 | 0 | LK | EDS371 1G DEAD END ENCLOSURE |  |  |  |  | EDS BOX | P | 53.81 | 64.58 | 53.81 | 0 | 0 | 57.04 | EA | CRSB104 | XC116
XC098 | 0 | 0 | LK | 1G THR FEED ENCL |  |  |  | CRH EDSC271 |  | P | 56.69 | 68.03 | 56.69 | 56.69 | 0 | 72.5 | EA | XC098 | BAR0220
XC098 | 0 | 0 | LK | 1G THR FEED ENCL |  |  |  | CRH EDSC271 |  | P | 47.68 | 57.22 | 47.68 | 0 | 0 | 0 | EA | ? | ?
XC101 | 0.5227 | 0.5227 | LK | DROP IN ANCHOR | [5 empty] | P | 0.75 | 0.9 | 0.75 | 0.75 | 0.9408 | 0 | EA | ? | ?
XC101 | 0.5227 | 0.5227 | LK | DROP IN ANCHOR | [5 empty] | P | 101.87 | 122.25 | 101.87 | 0 | 0 | 0 | EA | ? | ?
REL300 | 0 | 5.8709 | LK | RH1B-UL-DC12V RELAY | 5 BLADE W/LED |  |  |  | RELAY (GENERAL PURPOSE) | P | 7.8 | 9.36 | 7.8 | 7.8 | 9.63 | 9.63 | EA | REL300 | XC093
XC086 | 4.47 | 4.46 | LK | BR120 SP-120/240V-20A CB | [5 empty] | P | 16.65 | 19.98 | 16.65 | 0 | 0 | 9.65 | EA | ? | ?
XC086 | 4.47 | 4.46 | LK | BR120 SP-120/240V-20A CB | [5 empty] | P | 16.65 | 19.98 | 16.65 | 0 | 0 | 0 | EA | ? | ?
WIC730 | 0.19 | 0.19 | LK | RJ 11 6 PIN PLUG MALE | [5 empty] | P | 0.3 | 0.36 | 0.2 | 0.2 | 0.342 | 0 | EA | WIC730 | 6P6C
WIC730 | 0.19 | 0.19 | LK | RJ 11 6 PIN PLUG MALE | [5 empty] | P | 0.3 | 0.36 | 0.2 | 0.2 | 0.342 | 0 | EA | WIC730 | GUNTER PT066
WIC730 | 0.19 | 0.19 | LK | RJ 11 6 PIN PLUG MALE | [5 empty] | P | 0.3 | 0.36 | 0.2 | 0.2 | 0.342 | 0 | EA | WIC730 | MOD. PLUG-FLAT CABLE
WIC730 | 0.19 | 0.19 | LK | RJ 11 6 PIN PLUG MALE | [5 empty] | P | 0.3 | 0.36 | 0.2 | 0.2 | 0.342 | 0 | EA | WIC730 | XC076
WIC726 | 0 | 0.405 | LK | CONNECTOR RJ45 CAT5 | [5 empty] | P | 0.65 | 0.78 | 0.65 | 0.65 | 1.08 | 1.12 | EA | WIC726 | XC079
LAM237 | 0 | 3.7598 | LK | 150W 130V ROUGH SERVICE | INCANDESCENT LAMP |  |  | OSRA 150A23/RS-130V A23 | LAMPS | P | 21.94 | 26.33 | 15.61 | 11.71 | 12.26 | 23.26 | EA | LAM237 | EXTENDED SERVICE
LAM237 | 0 | 3.7598 | LK | 150W 130V ROUGH SERVICE | INCANDESCENT LAMP |  |  | OSRA 150A23/RS-130V A23 | LAMPS | P | 21.94 | 26.33 | 15.61 | 11.71 | 12.26 | 23.26 | EA | LAM237 | OSRA 150A23/RS-130V
LAM237 | 0 | 3.7598 | LK | 150W 130V ROUGH SERVICE | INCANDESCENT LAMP |  |  | OSRA 150A23/RS-130V A23 | LAMPS | P | 21.94 | 26.33 | 15.61 | 11.71 | 12.26 | 23.26 | EA | LAM237 | PAD2150
LAM237 | 0 | 3.7598 | LK | 150W 130V ROUGH SERVICE | INCANDESCENT LAMP |  |  | OSRA 150A23/RS-130V A23 | LAMPS | P | 21.94 | 26.33 | 15.61 | 11.71 | 12.26 | 23.26 | EA | LAM237 | ROUGH SERVICE
LAM237 | 0 | 3.7598 | LK | 150W 130V ROUGH SERVICE | INCANDESCENT LAMP |  |  | OSRA 150A23/RS-130V A23 | LAMPS | P | 21.94 | 26.33 | 15.61 | 11.71 | 12.26 | 23.26 | EA | LAM237 | XLK348
CRSG232 | 0 | 83.3 | LK | 1 1/2" GUAL59 L CONDULET | CROUSE HINDS |  |  |  | L CONDULETS | P | 255.15 | 306.18 | 221.87 | 188.59 | 203.68 | 270.46 | EA | CRSG232 | XC055
ADA312 | 0 | 1.0125 | LK | 2 1/2" FEMALE ADAPTER PVC |  |  |  | EPVC FEM-ADPT-2-1/2IN-PVC | FEMALE ADAPTERS: PVC | P | 5.51 | 6.61 | 4.79 | 4.31 | 4.65 | 5.51 | EA | ADA312 | BAD0706
ADA312 | 0 | 1.0125 | LK | 2 1/2" FEMALE ADAPTER PVC |  |  |  | EPVC FEM-ADPT-2-1/2IN-PVC | FEMALE ADAPTERS: PVC | P | 5.51 | 6.61 | 4.79 | 4.31 | 4.65 | 5.51 | EA | ADA312 | CANTEX 5140049
ADA312 | 0 | 1.0125 | LK | 2 1/2" FEMALE ADAPTER PVC |  |  |  | EPVC FEM-ADPT-2-1/2IN-PVC | FEMALE ADAPTERS: PVC | P | 5.51 | 6.61 | 4.79 | 4.31 | 4.65 | 5.51 | EA | ADA312 | CARLON E942K
ADA312 | 0 | 1.0125 | LK | 2 1/2" FEMALE ADAPTER PVC |  |  |  | EPVC FEM-ADPT-2-1/2IN-PVC | FEMALE ADAPTERS: PVC | P | 5.51 | 6.61 | 4.79 | 4.31 | 4.65 | 5.51 | EA | ADA312 | XC058
PLCI509 | 0 | 0 | LK | IDEC 24 V DC POWER SUPPLY |  |  |  |  | IDEC MICROSMART PROGRAMMABLE CONTROL | P | 140.85 | 169.02 | 140.85 | 140.85 | 152.12 | 152.12 | EA | PLCI509 | XC059
PLCI509 | 0 | 0 | LK | IDEC 24 V DC POWER SUPPLY |  |  |  |  | IDEC MICROSMART PROGRAMMABLE CONTROL | P | 140.85 | 169.02 | 140.85 | 140.85 | 152.12 | 152.12 | EA | PLCI509 | XHS002
ROD152 | 0 | 0.5568 | LK | 3/8" THREADED ROD (FT) | (ALL-THREAD) |  |  | THM R1038 3/8X16X10 | THREADED ROD (ALL THREAD) | P | 0.98 | 1.17 | 0.98 | 0.98 | 1.06 | 1.06 | EA | ROD152 | BAP0050
ROD152 | 0 | 0.5568 | LK | 3/8" THREADED ROD (FT) | (ALL-THREAD) |  |  | THM R1038 3/8X16X10 | THREADED ROD (ALL THREAD) | P | 0.98 | 1.17 | 0.98 | 0.98 | 1.06 | 1.06 | EA | ROD152 | PWPS14638S10EG
ROD152 | 0 | 0.5568 | LK | 3/8" THREADED ROD (FT) | (ALL-THREAD) |  |  | THM R1038 3/8X16X10 | THREADED ROD (ALL THREAD) | P | 0.98 | 1.17 | 0.98 | 0.98 | 1.06 | 1.06 | EA | ROD152 | XC050
ROD152 | 0 | 0.5568 | LK | 3/8" THREADED ROD (FT) | (ALL-THREAD) |  |  | THM R1038 3/8X16X10 | THREADED ROD (ALL THREAD) | P | 0.98 | 1.17 | 0.98 | 0.98 | 1.06 | 1.06 | EA | ROD152 | XET008
TRM389 | 0 | 0 | LK | 50 KVA 12470 120/240 TRANSFORM |  |  |  |  | POLE MOUNT TRANSFORMERS | P | 2453.27 | 2943.92 | 2336.44 | 2102.8 | 2271.02 | 2600.47 | EA | TRM389 | XC040
STI412 | 0 | 1.0008 | LK | 12-10 INSULATED RING WIRE TERM | YELLOW (STAKON) |  |  | THM RC10- (SPECIFY STUD) | STAKONS RING TERMINAL (INSULATED) | P | 3.72 | 4.46 | 3.72 | 0 | 2.16 | 3.24 | EA | STI412 | FAB0011
STI412 | 0 | 1.0008 | LK | 12-10 INSULATED RING WIRE TERM | YELLOW (STAKON) |  |  | THM RC10- (SPECIFY STUD) | STAKONS RING TERMINAL (INSULATED) | P | 3.72 | 4.46 | 3.72 | 0 | 2.16 | 3.24 | EA | STI412 | THM RC10-12
STI412 | 0 | 1.0008 | LK | 12-10 INSULATED RING WIRE TERM | YELLOW (STAKON) |  |  | THM RC10- (SPECIFY STUD) | STAKONS RING TERMINAL (INSULATED) | P | 3.72 | 4.46 | 3.72 | 0 | 2.16 | 3.24 | EA | STI412 | XC034
STI412 | 0 | 1.0008 | LK | 12-10 INSULATED RING WIRE TERM | YELLOW (STAKON) |  |  | THM RC10- (SPECIFY STUD) | STAKONS RING TERMINAL (INSULATED) | P | 3.72 | 4.46 | 3.72 | 0 | 2.16 | 3.24 | EA | STI412 | XC038
STI412 | 0 | 1.0008 | LK | 12-10 INSULATED RING WIRE TERM | YELLOW (STAKON) |  |  | THM RC10- (SPECIFY STUD) | STAKONS RING TERMINAL (INSULATED) | P | 3.72 | 4.46 | 3.72 | 0 | 2.16 | 3.24 | EA | STI412 | XLK921
STI414 | 0 | 0.485 | LK | 16-14 INSULATED RING WIRE TERM | BLUE (STAKON) |  |  | THM RB14-* (SPEC STUD) | STAKONS RING TERMINAL (INSULATED) | P | 1.41 | 1.69 | 1.41 | 0 | 3.72 | 3.72 | EA | STI414 | EL161
STI414 | 0 | 0.485 | LK | 16-14 INSULATED RING WIRE TERM | BLUE (STAKON) |  |  | THM RB14-* (SPEC STUD) | STAKONS RING TERMINAL (INSULATED) | P | 1.41 | 1.69 | 1.41 | 0 | 3.72 | 3.72 | EA | STI414 | FAB0010
STI414 | 0 | 0.485 | LK | 16-14 INSULATED RING WIRE TERM | BLUE (STAKON) |  |  | THM RB14-* (SPEC STUD) | STAKONS RING TERMINAL (INSULATED) | P | 1.41 | 1.69 | 1.41 | 0 | 3.72 | 3.72 | EA | STI414 | FAB0014
STI414 | 0 | 0.485 | LK | 16-14 INSULATED RING WIRE TERM | BLUE (STAKON) |  |  | THM RB14-* (SPEC STUD) | STAKONS RING TERMINAL (INSULATED) | P | 1.41 | 1.69 | 1.41 | 0 | 3.72 | 3.72 | EA | STI414 | THM RB14-12
STI414 | 0 | 0.485 | LK | 16-14 INSULATED RING WIRE TERM | BLUE (STAKON) |  |  | THM RB14-* (SPEC STUD) | STAKONS RING TERMINAL (INSULATED) | P | 1.41 | 1.69 | 1.41 | 0 | 3.72 | 3.72 | EA | STI414 | THM RB14-8
STI414 | 0 | 0.485 | LK | 16-14 INSULATED RING WIRE TERM | BLUE (STAKON) |  |  | THM RB14-* (SPEC STUD) | STAKONS RING TERMINAL (INSULATED) | P | 1.41 | 1.69 | 1.41 | 0 | 3.72 | 3.72 | EA | STI414 | XC035
STI414 | 0 | 0.485 | LK | 16-14 INSULATED RING WIRE TERM | BLUE (STAKON) |  |  | THM RB14-* (SPEC STUD) | STAKONS RING TERMINAL (INSULATED) | P | 1.41 | 1.69 | 1.41 | 0 | 3.72 | 3.72 | EA | STI414 | XC039
STI414 | 0 | 0.485 | LK | 16-14 INSULATED RING WIRE TERM | BLUE (STAKON) |  |  | THM RB14-* (SPEC STUD) | STAKONS RING TERMINAL (INSULATED) | P | 1.41 | 1.69 | 1.41 | 0 | 3.72 | 3.72 | EA | STI414 | XLK257
STI414 | 0 | 0.485 | LK | 16-14 INSULATED RING WIRE TERM | BLUE (STAKON) |  |  | THM RB14-* (SPEC STUD) | STAKONS RING TERMINAL (INSULATED) | P | 1.41 | 1.69 | 1.41 | 0 | 3.72 | 3.72 | EA | STI414 | XLK922
XC036 | 0.1855 | 0.1855 | LK | 23524 RING TERMINAL 22-18 GA | [5 empty] | P | 0.83 | 1 | 0.83 | 0 | 0 | 0.4 | EA | ? | ?
XC036 | 0.1855 | 0.1855 | LK | 23524 RING TERMINAL 22-18 GA | [5 empty] | P | 0.83 | 1 | 0.83 | 0 | 0 | 0 | EA | ? | ?
LAM227 | 0 | 0 | LK | TG96 CLR PLASTIC TUBE |  |  |  |  | LAMPS | P | 11.88 | 14.26 | 11.88 | 11.88 | 12.83 | 12.83 | EA | LAM227 | XC025
WAS640 | 0 | 0 | LK | 5/8" SPRING CLIP WASHER | DOUBLE COIL LOCKWASHER |  |  |  | DOUBLE COIL LOCKWASHERS | P | 4.01 | 4.81 | 4.01 | 3.21 | 0 | 4.25 | EA | WAS640 | WA640
PLCI506 | 52.48 | 52.48 | LK | IDEC 30W PWR SUPPLY | #PS5R-SC, IDEC MICROSMART PRO |  |  |  | IDEC MICROSMART PROGRAMMABLE CONTROL | P | 118.1 | 141.72 | 107.36 | 96.62 | 0 | 125.19 | EA | PLCI506 | CO800
PLCI506 | 52.48 | 52.48 | LK | IDEC 30W PWR SUPPLY | #PS5R-SC, IDEC MICROSMART PRO |  |  |  | IDEC MICROSMART PROGRAMMABLE CONTROL | P | 118.1 | 141.72 | 107.36 | 96.62 | 0 | 125.19 | EA | PLCI506 | XC015
XC005 | 0 | 10.4 | LK | 9A-1006 CABLE TRAY SPLICE | PLATE |  |  |  |  | P | 11.678 | 14.01 | 11.678 | 9.73 | 14.01 | 0 | EA | ? | ?
XC005 | 0 | 10.4 | LK | 9A-1006 CABLE TRAY SPLICE | PLATE |  |  |  |  | P | 37.65 | 45.18 | 37.65 | 0 | 0 | 0 | EA | ? | ?
UNI657 | 7.7583 | 5.3265 | LK | 4-HOLE CORNER ANGLE BRACKET | [5 empty] | P | 14.61 | 17.532 | 14.61 | 14.61 | 14.61 | 14.61 | EA | UNI657 | AB205EG
UNI657 | 7.7583 | 5.3265 | LK | 4-HOLE CORNER ANGLE BRACKET | [5 empty] | P | 14.61 | 17.532 | 14.61 | 14.61 | 14.61 | 14.61 | EA | UNI657 | B104ZN
UNI657 | 7.7583 | 5.3265 | LK | 4-HOLE CORNER ANGLE BRACKET | [5 empty] | P | 14.61 | 17.532 | 14.61 | 14.61 | 14.61 | 14.61 | EA | UNI657 | B115ZN
UNI657 | 7.7583 | 5.3265 | LK | 4-HOLE CORNER ANGLE BRACKET | [5 empty] | P | 14.61 | 17.532 | 14.61 | 14.61 | 14.61 | 14.61 | EA | UNI657 | BLINE B104-ZN
UNI657 | 7.7583 | 5.3265 | LK | 4-HOLE CORNER ANGLE BRACKET | [5 empty] | P | 14.61 | 17.532 | 14.61 | 14.61 | 14.61 | 14.61 | EA | UNI657 | BLINE B115-ZN
UNI657 | 7.7583 | 5.3265 | LK | 4-HOLE CORNER ANGLE BRACKET | [5 empty] | P | 14.61 | 17.532 | 14.61 | 14.61 | 14.61 | 14.61 | EA | UNI657 | N205EG
UNI657 | 7.7583 | 5.3265 | LK | 4-HOLE CORNER ANGLE BRACKET | [5 empty] | P | 14.61 | 17.532 | 14.61 | 14.61 | 14.61 | 14.61 | EA | UNI657 | P1325EG
UNI657 | 7.7583 | 5.3265 | LK | 4-HOLE CORNER ANGLE BRACKET | [5 empty] | P | 14.61 | 17.532 | 14.61 | 14.61 | 14.61 | 14.61 | EA | UNI657 | POWERSTRUT PS-607-EG
UNI657 | 7.7583 | 5.3265 | LK | 4-HOLE CORNER ANGLE BRACKET | [5 empty] | P | 14.61 | 17.532 | 14.61 | 14.61 | 14.61 | 14.61 | EA | UNI657 | POWERSTRUT PS-660-EG
UNI657 | 7.7583 | 5.3265 | LK | 4-HOLE CORNER ANGLE BRACKET | [5 empty] | P | 14.61 | 17.532 | 14.61 | 14.61 | 14.61 | 14.61 | EA | UNI657 | PS607EG
UNI657 | 7.7583 | 5.3265 | LK | 4-HOLE CORNER ANGLE BRACKET | [5 empty] | P | 14.61 | 17.532 | 14.61 | 14.61 | 14.61 | 14.61 | EA | UNI657 | PS660EG
UNI657 | 7.7583 | 5.3265 | LK | 4-HOLE CORNER ANGLE BRACKET | [5 empty] | P | 14.61 | 17.532 | 14.61 | 14.61 | 14.61 | 14.61 | EA | UNI657 | SUPER STRUT N205-EG
UNI657 | 7.7583 | 5.3265 | LK | 4-HOLE CORNER ANGLE BRACKET | [5 empty] | P | 14.61 | 17.532 | 14.61 | 14.61 | 14.61 | 14.61 | EA | UNI657 | SUPERSTRUT AB205-EG
UNI657 | 7.7583 | 5.3265 | LK | 4-HOLE CORNER ANGLE BRACKET | [5 empty] | P | 14.61 | 17.532 | 14.61 | 14.61 | 14.61 | 14.61 | EA | UNI657 | UNISTRUT P1325-EG
CRO254 | 0 | 0 | LK | CROSSARM 4-3/4 X 5-3/4 X 10 |  |  |  |  | CROSSARMS (TREATED) | P | 90.08 | 108.1 | 90.08 | 77.21 | 0 | 95.48 | EA | CRO254 | XC002
XB308 | 210.45 | 210.45 | LK | 0-5 OHM POTENTIOMETER AND KNOB | [5 empty] | P | 31.01 | 37.22 | 31.01 | 27.9 | 0 | 386.65 | EA | ? | ?
XB308 | 210.45 | 210.45 | LK | 0-5 OHM POTENTIOMETER AND KNOB | [5 empty] | P | 0.04 | 0.05 | 0.04 | 0 | 0 | 0 | EA | ? | ?
XB296 | 2.68 | 2.68 | LK | HONEYWELL MICROSWITCH | [5 empty] | P | 84 | 100.8 | 84 | 84 | 4.85 | 0 | EA | ? | ?
XB296 | 2.68 | 2.68 | LK | HONEYWELL MICROSWITCH | [5 empty] | P | 0.91 | 1.1 | 0.91 | 0 | 0 | 0 | EA | ? | ?
XB300 | 0.852 | 0.852 | LK | TAB CONNECTOR FEMALE | [5 empty] | P | 0.36 | 0.44 | 0.36 | 0.31 | 0 | 1725.68 | EA | ? | ?
XB300 | 0.852 | 0.852 | LK | TAB CONNECTOR FEMALE | [5 empty] | P | 1628 | 2266 | 1628 | 0 | 0 | 0 | EA | ? | ?
TERE333 | 0.31 | 2.95 | LK | ENTERELEC 6MM 20 POLE JMPR BAR |  |  |  | ENTRE;EC/ABB BJS620 | TERMINALS - ENTRELEC | P | 4.74 | 5.69 | 4.74 | 4.74 | 4.88 | 4.88 | EA | TERE333 | ABB BJS6-20
TERE333 | 0.31 | 2.95 | LK | ENTERELEC 6MM 20 POLE JMPR BAR |  |  |  | ENTRE;EC/ABB BJS620 | TERMINALS - ENTRELEC | P | 4.74 | 5.69 | 4.74 | 4.74 | 4.88 | 4.88 | EA | TERE333 | ENTRELEC BJS6-20
TERE333 | 0.31 | 2.95 | LK | ENTERELEC 6MM 20 POLE JMPR BAR |  |  |  | ENTRE;EC/ABB BJS620 | TERMINALS - ENTRELEC | P | 4.74 | 5.69 | 4.74 | 4.74 | 4.88 | 4.88 | EA | TERE333 | XB290
TERE333 | 0.31 | 2.95 | LK | ENTERELEC 6MM 20 POLE JMPR BAR |  |  |  | ENTRE;EC/ABB BJS620 | TERMINALS - ENTRELEC | P | 4.74 | 5.69 | 4.74 | 4.74 | 4.88 | 4.88 | EA | TERE333 | XLK081
TERE333 | 0.31 | 2.95 | LK | ENTERELEC 6MM 20 POLE JMPR BAR |  |  |  | ENTRE;EC/ABB BJS620 | TERMINALS - ENTRELEC | P | 4.74 | 5.69 | 4.74 | 4.74 | 4.88 | 4.88 | EA | TERE333 | XLK603
PLU404 | 140.87 | 23.78 | LK | 20A 125/250V FEMALE TWISTLOCK | CORD CONNECTOR |  |  | LEV 2413 | EXTENSION CORD PLUGS | P | 38.61 | 46.33 | 38.61 | 0 | 25.36 | 195.6 | EA | PLU404 | COOPER HART LOCK CWL1420C
PLU404 | 140.87 | 23.78 | LK | 20A 125/250V FEMALE TWISTLOCK | CORD CONNECTOR |  |  | LEV 2413 | EXTENSION CORD PLUGS | P | 38.61 | 46.33 | 38.61 | 0 | 25.36 | 195.6 | EA | PLU404 | COOPER SUPER SPEC L1420C
PLU404 | 140.87 | 23.78 | LK | 20A 125/250V FEMALE TWISTLOCK | CORD CONNECTOR |  |  | LEV 2413 | EXTENSION CORD PLUGS | P | 38.61 | 46.33 | 38.61 | 0 | 25.36 | 195.6 | EA | PLU404 | GAG2001
PLU404 | 140.87 | 23.78 | LK | 20A 125/250V FEMALE TWISTLOCK | CORD CONNECTOR |  |  | LEV 2413 | EXTENSION CORD PLUGS | P | 38.61 | 46.33 | 38.61 | 0 | 25.36 | 195.6 | EA | PLU404 | HUBBELL SELECT SPEC L1420C
PLU404 | 140.87 | 23.78 | LK | 20A 125/250V FEMALE TWISTLOCK | CORD CONNECTOR |  |  | LEV 2413 | EXTENSION CORD PLUGS | P | 38.61 | 46.33 | 38.61 | 0 | 25.36 | 195.6 | EA | PLU404 | HUBBELL TWIST LOCK HBL2413
PLU404 | 140.87 | 23.78 | LK | 20A 125/250V FEMALE TWISTLOCK | CORD CONNECTOR |  |  | LEV 2413 | EXTENSION CORD PLUGS | P | 38.61 | 46.33 | 38.61 | 0 | 25.36 | 195.6 | EA | PLU404 | L14-20
PLU404 | 140.87 | 23.78 | LK | 20A 125/250V FEMALE TWISTLOCK | CORD CONNECTOR |  |  | LEV 2413 | EXTENSION CORD PLUGS | P | 38.61 | 46.33 | 38.61 | 0 | 25.36 | 195.6 | EA | PLU404 | LEV 2413
PLU404 | 140.87 | 23.78 | LK | 20A 125/250V FEMALE TWISTLOCK | CORD CONNECTOR |  |  | LEV 2413 | EXTENSION CORD PLUGS | P | 38.61 | 46.33 | 38.61 | 0 | 25.36 | 195.6 | EA | PLU404 | WOODSAFEWAY 27T74
CONC622 | 0 | 0 | LK | SIZE 3 3P CONTACT KIT 6-25-2 |  |  |  |  | CH 3-POLE CONTACT KITS | P | 901.31 | 1081.58 | 783.75 | 627 | 677.16 | 946.38 | EA | CONC622 | XB275
XB265 | 0 | 8.15 | LK | 2X4X8 WOOD BOARDS | [5 empty] | P | 4.29 | 5.15 | 4.29 | 4.29 | 0 | 16.32 | EA | ? | ?
XB265 | 0 | 8.15 | LK | 2X4X8 WOOD BOARDS | [5 empty] | P | 2.25 | 2.7 | 2.25 | 0 | 0 | 0 | EA | ? | ?
XB262 | 0 | 0 | LK |  | USE REL602 |  |  | 11 PIN LATCHING RELAY |  | P | 164.04 | 196.85 | 164.04 | 0 | 0 | 444.79 | EA | ? | ?
XB262 | 0 | 0 | LK |  | USE REL602 |  |  | 11 PIN LATCHING RELAY |  | P | 419.61 | 503.54 | 419.61 | 0 | 0 | 0 | EA | ? | ?
COT100 | 14.39 | 17.5555 | LK | 1/2" WP TEK/CLX CONNECTOR |  |  |  | CRSH TMC165/APP TMC2050075A | TEK OR CLX CONNECTORS (WEATHERPROOF) | P | 34.05 | 40.86 | 29.61 | 23.69 | 37.8 | 37.1 | EA | COT100 | APPLETON TMC2-050075A
COT100 | 14.39 | 17.5555 | LK | 1/2" WP TEK/CLX CONNECTOR |  |  |  | CRSH TMC165/APP TMC2050075A | TEK OR CLX CONNECTORS (WEATHERPROOF) | P | 34.05 | 40.86 | 29.61 | 23.69 | 37.8 | 37.1 | EA | COT100 | BAY0100
COT100 | 14.39 | 17.5555 | LK | 1/2" WP TEK/CLX CONNECTOR |  |  |  | CRSH TMC165/APP TMC2050075A | TEK OR CLX CONNECTORS (WEATHERPROOF) | P | 34.05 | 40.86 | 29.61 | 23.69 | 37.8 | 37.1 | EA | COT100 | CROUSE HINDS TMC165
COT100 | 14.39 | 17.5555 | LK | 1/2" WP TEK/CLX CONNECTOR |  |  |  | CRSH TMC165/APP TMC2050075A | TEK OR CLX CONNECTORS (WEATHERPROOF) | P | 34.05 | 40.86 | 29.61 | 23.69 | 37.8 | 37.1 | EA | COT100 | EPIC CO013
COT100 | 14.39 | 17.5555 | LK | 1/2" WP TEK/CLX CONNECTOR |  |  |  | CRSH TMC165/APP TMC2050075A | TEK OR CLX CONNECTORS (WEATHERPROOF) | P | 34.05 | 40.86 | 29.61 | 23.69 | 37.8 | 37.1 | EA | COT100 | XB264
COT100 | 14.39 | 17.5555 | LK | 1/2" WP TEK/CLX CONNECTOR |  |  |  | CRSH TMC165/APP TMC2050075A | TEK OR CLX CONNECTORS (WEATHERPROOF) | P | 34.05 | 40.86 | 29.61 | 23.69 | 37.8 | 37.1 | EA | COT100 | ZZ018
SOK490 | 3.89 | 4.14 | LK | DIN RAIL SNAP-MOUNT | SOCKET FOR MIDGET RELAY |  |  | IDEC SH1B-05 | RELAY SOCKETS | P | 7.07 | 8.48 | 7.07 | 5.3 | 9.18 | 9.18 | EA | SOK490 | SO490
SOK490 | 3.89 | 4.14 | LK | DIN RAIL SNAP-MOUNT | SOCKET FOR MIDGET RELAY |  |  | IDEC SH1B-05 | RELAY SOCKETS | P | 7.07 | 8.48 | 7.07 | 5.3 | 9.18 | 9.18 | EA | SOK490 | XB254
ADA314 | 0 | 1.45 | LK | 3" FEMALE ADAPTER PVC |  |  |  | EPVC- FEM-ADPT-3IN-PVC | FEMALE ADAPTERS: PVC | P | 6.25 | 7.49 | 5.43 | 4.89 | 5.28 | 6.25 | EA | ADA314 | BAD0806
ADA314 | 0 | 1.45 | LK | 3" FEMALE ADAPTER PVC |  |  |  | EPVC- FEM-ADPT-3IN-PVC | FEMALE ADAPTERS: PVC | P | 6.25 | 7.49 | 5.43 | 4.89 | 5.28 | 6.25 | EA | ADA314 | CANTEX 5140050
ADA314 | 0 | 1.45 | LK | 3" FEMALE ADAPTER PVC |  |  |  | EPVC- FEM-ADPT-3IN-PVC | FEMALE ADAPTERS: PVC | P | 6.25 | 7.49 | 5.43 | 4.89 | 5.28 | 6.25 | EA | ADA314 | CARLON E942L
ADA314 | 0 | 1.45 | LK | 3" FEMALE ADAPTER PVC |  |  |  | EPVC- FEM-ADPT-3IN-PVC | FEMALE ADAPTERS: PVC | P | 6.25 | 7.49 | 5.43 | 4.89 | 5.28 | 6.25 | EA | ADA314 | XB244
ADA314 | 0 | 1.45 | LK | 3" FEMALE ADAPTER PVC |  |  |  | EPVC- FEM-ADPT-3IN-PVC | FEMALE ADAPTERS: PVC | P | 6.25 | 7.49 | 5.43 | 4.89 | 5.28 | 6.25 | EA | ADA314 | XEA024
NIP708 | 0 | 2209 | LK | 3" X 12" NIPPLE | GALV CONDUIT |  |  |  | GALV CONDUIT NIPPLES | P | 54.5 | 65.4 | 47.39 | 47.39 | 107.76 | 107.76 | C | NIP708 | BAK0811
NIP708 | 0 | 2209 | LK | 3" X 12" NIPPLE | GALV CONDUIT |  |  |  | GALV CONDUIT NIPPLES | P | 54.5 | 65.4 | 47.39 | 47.39 | 107.76 | 107.76 | C | NIP708 | XB245
NIP708 | 0 | 2209 | LK | 3" X 12" NIPPLE | GALV CONDUIT |  |  |  | GALV CONDUIT NIPPLES | P | 54.5 | 65.4 | 47.39 | 47.39 | 107.76 | 107.76 | C | NIP708 | ZN016
TAH387 | 0 | 4.5537 | LK | 10 WATT HEAT TAPE |  |  |  |  | SELF-LIMITING HEAT TAPE | P | 13.83 | 16.6 | 13.83 | 12.45 | 11.29 | 13.83 | EA | TAH387 | TA387
TAH387 | 0 | 4.5537 | LK | 10 WATT HEAT TAPE |  |  |  |  | SELF-LIMITING HEAT TAPE | P | 13.83 | 16.6 | 13.83 | 12.45 | 11.29 | 13.83 | EA | TAH387 | XB230
TAH387 | 0 | 4.5537 | LK | 10 WATT HEAT TAPE |  |  |  |  | SELF-LIMITING HEAT TAPE | P | 13.83 | 16.6 | 13.83 | 12.45 | 11.29 | 13.83 | EA | TAH387 | XLK091
TAH387 | 0 | 4.5537 | LK | 10 WATT HEAT TAPE |  |  |  |  | SELF-LIMITING HEAT TAPE | P | 13.83 | 16.6 | 13.83 | 12.45 | 11.29 | 13.83 | EA | TAH387 | XLK122
TAH387 | 0 | 4.5537 | LK | 10 WATT HEAT TAPE |  |  |  |  | SELF-LIMITING HEAT TAPE | P | 13.83 | 16.6 | 13.83 | 12.45 | 11.29 | 13.83 | EA | TAH387 | XLK161
ATT230 | 0 | 0 | LK | SIDEWALK GUY FITTING CONDUIT | END FITTING PART #J0522 |  |  |  | ATTACHMENT, GUY | P | 55.68 | 66.82 | 48.42 | 43.58 | 47.07 | 55.68 | EA | ATT230 | XB222
ATT230 | 0 | 0 | LK | SIDEWALK GUY FITTING CONDUIT | END FITTING PART #J0522 |  |  |  | ATTACHMENT, GUY | P | 55.68 | 66.82 | 48.42 | 43.58 | 47.07 | 55.68 | EA | ATT230 | XSA006
ATT232 | 0 | 0 | LK | SIDEWALK POLE MOUNT GUY PLATE | PART #J0521 |  |  |  | ATTACHMENT, GUY | P | 24.48 | 29.37 | 21.28 | 19.16 | 20.69 | 24.48 | EA | ATT232 | XB223
ATT232 | 0 | 0 | LK | SIDEWALK POLE MOUNT GUY PLATE | PART #J0521 |  |  |  | ATTACHMENT, GUY | P | 24.48 | 29.37 | 21.28 | 19.16 | 20.69 | 24.48 | EA | ATT232 | XHG001
ATT232 | 0 | 0 | LK | SIDEWALK POLE MOUNT GUY PLATE | PART #J0521 |  |  |  | ATTACHMENT, GUY | P | 24.48 | 29.37 | 21.28 | 19.16 | 20.69 | 24.48 | EA | ATT232 | XSA007
CRO252 | 0 | 0 | LK | 8 FT 4.75 X 5.75 REA CROSSARMS |  |  |  |  | CROSSARMS (TREATED) | P | 0 | 0 | 0 | 0 | 0 | 0 | EA | CRO252 | XB216
CONQ815 | 142.8 | 142.8 | LK | 60A DEFINITE PURPOSE CONTACTOR |  |  |  | SQ D 8910DPA63V02 |  | P | 241.83 | 290.2 | 210.29 | 210.29 | 257.05 | 0 | EA | CONQ815 | SQUARE D 8910DPA63V02
TAP230 | 0 | 0.05 | LK | 1800# MULE TAPE |  |  |  |  | TAPE | P | 0.08 | 0.09 | 0.08 | 0.08 | 0.09 | 0.08 | EA | TAP230 | XB220
TAP230 | 0 | 0.05 | LK | 1800# MULE TAPE |  |  |  |  | TAPE | P | 0.08 | 0.09 | 0.08 | 0.08 | 0.09 | 0.08 | EA | TAP230 | XLK1189
BRA210 | 0 | 0 | LK | 60" HEAVY DUTY CROSSARM BRACE |  |  |  |  | BRACES | P | 36.75 | 44.1 | 36.75 | 36.75 | 0 | 44.1 | EA | BRA210 | BR210
CAD202 | 0 | 0 | LK | GR1161L 5/8 GR. ROD | ONE CADWELD SHOT KIT |  |  |  | CADWELD | P | 7.88 | 9.46 | 7.88 | 7.88 | 8.51 | 8.51 | EA | CAD202 | XB203
CAD204 | 0 | 7.32 | LK | 5/8 GR. ROD ONE CADWELD | NX1161L SHOT KIT | (4 WIRE) |  |  | CADWELD | P | 11.3 | 13.56 | 11.3 | 11.3 | 12.2 | 12.2 | EA | CAD204 | XB204
OPEW102 | 0 | 0 | LK | PB1B CONTACT BLOCK | WESTINGHOUSE |  |  |  | OPERATORS, WESTINGHOUSE | P | 27.3 | 32.76 | 27.3 | 27.3 | 0 | 28.94 | EA | OPEW102 | XB205
BLO226 | 27.718 | 17.3573 | LK | 2 HOLE 1/0 TO 14 MULTITAP |  |  |  | BUR BIT250 | DISTRIBUTION BLOCKS | P | 34.31 | 41.18 | 34.31 | 34.31 | 51.41 | 50.46 | EA | BLO226 | EL494
BLO226 | 27.718 | 17.3573 | LK | 2 HOLE 1/0 TO 14 MULTITAP |  |  |  | BUR BIT250 | DISTRIBUTION BLOCKS | P | 34.31 | 41.18 | 34.31 | 34.31 | 51.41 | 50.46 | EA | BLO226 | FAB1002
BLO226 | 27.718 | 17.3573 | LK | 2 HOLE 1/0 TO 14 MULTITAP |  |  |  | BUR BIT250 | DISTRIBUTION BLOCKS | P | 34.31 | 41.18 | 34.31 | 34.31 | 51.41 | 50.46 | EA | BLO226 | XB194
BLO226 | 27.718 | 17.3573 | LK | 2 HOLE 1/0 TO 14 MULTITAP |  |  |  | BUR BIT250 | DISTRIBUTION BLOCKS | P | 34.31 | 41.18 | 34.31 | 34.31 | 51.41 | 50.46 | EA | BLO226 | XLK064
BLO226 | 27.718 | 17.3573 | LK | 2 HOLE 1/0 TO 14 MULTITAP |  |  |  | BUR BIT250 | DISTRIBUTION BLOCKS | P | 34.31 | 41.18 | 34.31 | 34.31 | 51.41 | 50.46 | EA | BLO226 | XLK722
BLO226 | 27.718 | 17.3573 | LK | 2 HOLE 1/0 TO 14 MULTITAP |  |  |  | BUR BIT250 | DISTRIBUTION BLOCKS | P | 34.31 | 41.18 | 34.31 | 34.31 | 51.41 | 50.46 | EA | BLO226 | XLK939
BEL159 | 0 | 0 | LK | C SECTION V-BELTS C-190 |  |  |  |  | ""C"" SECTION V-BELTS | P | 67.16 | 80.59 | 67.16 | 53.73 | 0 | 71.19 | EA | BEL159 | BE159
MOTW834 | 0 | 0 | LK | WORLWIDE 7.5 HP 900 RPM MOTOR |  |  |  |  | WORLDWIDE 900 RPM MOTORS | P | 785 | 878.87 | 785 | 785 | 0 | 832.1 | EA | MOTW834 | XB200
XB186 | 18.99 | 18.99 | LK | RE83 3X1 REDUCER | [5 empty] | P | 32.59 | 39.11 | 32.59 | 32.59 | 0 | 56.49 | EA | ? | ?
XB186 | 18.99 | 18.99 | LK | RE83 3X1 REDUCER | [5 empty] | P | 53.29 | 63.95 | 53.29 | 0 | 0 | 0 | EA | ? | ?
CRSL150 | 0 | 0 | LK | 1 1/2" LBD CONDUIT OUTLET BOD | LBD5500 CROUSE HINDS |  |  |  | LB CONDULETS | P | 155.78 | 186.93 | 135.46 | 123.27 | 133.13 | 165.13 | EA | CRSL150 | XB190
BUR100 | 0 | 5.06 | LK | AMPACT YELLOW CARTRIDGE |  |  |  |  | BURNDY OR AMPACT CARTRIDGES | P | 9.7 | 11.64 | 8.43 | 7.59 | 8.2 | 8.7 | EA | BUR100 | XB142
BUR100 | 0 | 5.06 | LK | AMPACT YELLOW CARTRIDGE |  |  |  |  | BURNDY OR AMPACT CARTRIDGES | P | 9.7 | 11.64 | 8.43 | 7.59 | 8.2 | 8.7 | EA | BUR100 | XHS064
PIN503 | 0 | 0 | LK | CROSSARM SADDLE PIN |  |  |  |  | STEEL PINS | P | 27.89 | 33.47 | 24.25 | 24.25 | 0 | 29.56 | EA | PIN503 | PI503
BRKQ412 | 0 | 86.77 | LK | 200 AMP ENCLOSURE SQD | CIRC BRKR |  |  | QO22200NRB | SQUARE D LOADCTRS | P | 221.63 | 265.96 | 221.63 | 221.63 | 189 | 221.63 | EA | BRKQ412 | BRKQ812
BRKQ412 | 0 | 86.77 | LK | 200 AMP ENCLOSURE SQD | CIRC BRKR |  |  | QO22200NRB | SQUARE D LOADCTRS | P | 221.63 | 265.96 | 221.63 | 221.63 | 189 | 221.63 | EA | BRKQ412 | XB092
LAM229 | 6.65 | 8.44 | LK | 300W INCANDESCENT LAMP |  |  |  | OSRA 300M/IF-130V | LAMPS | P | 47.77 | 57.32 | 35.63 | 17.82 | 19.25 | 50.64 | EA | LAM229 | PAD1301
LAM229 | 6.65 | 8.44 | LK | 300W INCANDESCENT LAMP |  |  |  | OSRA 300M/IF-130V | LAMPS | P | 47.77 | 57.32 | 35.63 | 17.82 | 19.25 | 50.64 | EA | LAM229 | XB087
LAM229 | 6.65 | 8.44 | LK | 300W INCANDESCENT LAMP |  |  |  | OSRA 300M/IF-130V | LAMPS | P | 47.77 | 57.32 | 35.63 | 17.82 | 19.25 | 50.64 | EA | LAM229 | XSL401
LUP300 | 0 | 0 | LK | #250 MCM PARALELL LUG FOUR BBL |  |  |  |  | PARALELL MECHANICAL LUGS | P | 78.32 | 93.99 | 78.32 | 70.48 | 0 | 83.02 | EA | LUP300 | XB088
PLA506 | 10.93 | 10.9925 | LK | 2G WEATHERPROOF COVER |  |  |  |  | WEATHERPROOF PLATES | P | 22.89 | 27.46 | 22.89 | 22.89 | 17.89 | 24.25 | EA | PLA506 | DAL1015
PLA506 | 10.93 | 10.9925 | LK | 2G WEATHERPROOF COVER |  |  |  |  | WEATHERPROOF PLATES | P | 22.89 | 27.46 | 22.89 | 22.89 | 17.89 | 24.25 | EA | PLA506 | XB090
PLA506 | 10.93 | 10.9925 | LK | 2G WEATHERPROOF COVER |  |  |  |  | WEATHERPROOF PLATES | P | 22.89 | 27.46 | 22.89 | 22.89 | 17.89 | 24.25 | EA | PLA506 | XHP007
TIE437 | 0 | 0 | LK | #2 ACSR DOUBLE SUPPORT TIE |  |  |  |  | PRIMARY WRAPLOCK TIES | P | 19.5 | 23.4 | 19.5 | 16.58 | 0 | 20.67 | EA | TIE437 | TI437
SWL111 | 0 | 493.01 | LK | VIBRATING LIQUID LEVEL SWITCH | VEGASWING61 |  |  |  |  | P | 0 | 0 | 0 | 0 | 945 | 945 | EA | ? | ?
PLA252 | 0 | 2995 | LK | SWITCH/RECEPT PLATE DPLX 2G | WHITE |  |  | LEV 88005-W | PLATES FOR SWITCHES AND RECP. | P | 3893.5 | 4672.2 | 3893.5 | 3893.5 | 4204.98 | 5001.65 | EA | PLA252 | GAF2001
PLA252 | 0 | 2995 | LK | SWITCH/RECEPT PLATE DPLX 2G | WHITE |  |  | LEV 88005-W | PLATES FOR SWITCHES AND RECP. | P | 3893.5 | 4672.2 | 3893.5 | 3893.5 | 4204.98 | 5001.65 | EA | PLA252 | XB082
CAP314 | 0 | 0 | LK | MOTOR START SECONDARY | 480V CAPACITOR 270-324 |  |  |  | CAPACITORS, SECONDARY 480 VOLT | P | 0 | 0 | 0 | 0 | 0 | 0 | EA | CAP314 | XB068
GRI518 | 0 | 0 | LK | 1/2" PREFORMED GUY GRIP |  |  |  |  | GUY GRIPS | P | 21.91 | 26.29 | 21.91 | 21.91 | 23.66 | 23.66 | EA | GRI518 | XB061
ENB220 | 0 | 8.91 | LK | 12" X 12" ENCLOSURE BACKPLATE |  |  |  | HOF A12P12 | ENCLOSURE BACKPLATES | P | 12.14 | 14.57 | 12.14 | 10.92 | 22.14 | 22.5 | EA | ENB220 | EAA5004
ENB220 | 0 | 8.91 | LK | 12" X 12" ENCLOSURE BACKPLATE |  |  |  | HOF A12P12 | ENCLOSURE BACKPLATES | P | 12.14 | 14.57 | 12.14 | 10.92 | 22.14 | 22.5 | EA | ENB220 | XB062
ENB220 | 0 | 8.91 | LK | 12" X 12" ENCLOSURE BACKPLATE |  |  |  | HOF A12P12 | ENCLOSURE BACKPLATES | P | 12.14 | 14.57 | 12.14 | 10.92 | 22.14 | 22.5 | EA | ENB220 | XLK1004
SPR304 | 0 | 0 | LK | UPSIDE DOWN MARKING | PAINT, SPRAY CAN |  |  |  | SPRAY CANS | P | 10.5 | 12.6 | 10.5 | 10.5 | 11.34 | 11.34 | EA | SPR304 | XB058
XB046 | 1.15 | 1.15 | LK | D CELL BATTERIES | [5 empty] | P | 2.43 | 2.88 | 2.43 | 2.43 | 0 | 2.58 | EA | ? | ?
XB046 | 1.15 | 1.15 | LK | D CELL BATTERIES | [5 empty] | P | 2.43 | 2.88 | 2.43 | 0 | 0 | 0 | EA | ? | ?
XB050 | 0.24 | 0.2501 | LK | END PLATE | [5 empty] | P | 0.62 | 0.66 | 0.62 | 0 | 0.46 | 0.66 | EA | ? | ?
XB050 | 0.24 | 0.2501 | LK | END PLATE | [5 empty] | P | 0.62 | 0.66 | 0.62 | 0 | 0 | 0 | EA | ? | ?
XB051 | 7.99 | 7.99 | LK | 90W 130V PAR FLOOD HALOGEN | H90PAR38/FL/30-130V MED BASE |  |  |  |  | P | 8.38 | 10.06 | 7.55 | 7.55 | 0 | 16.56 | EA | ? | ?
XB051 | 7.99 | 7.99 | LK | 90W 130V PAR FLOOD HALOGEN | H90PAR38/FL/30-130V MED BASE |  |  |  |  | P | 3.59 | 4.31 | 3.59 | 0 | 0 | 0 | EA | ? | ?
BLO270 | 35.12 | 35.12 | LK | 6-250MCM ALCU 3PORT DUAL SIDE | ENTRY INSULATED MULTI-TAP CONN | BLACK |  | NSI IPLD250-3/ILSCO PBTD2-250 |  | P | 50.3 | 60.36 | 43.74 | 43.74 | 63.22 | 0 | EA | BLO270 | ILSCO PBTD-2-250
BLO270 | 35.12 | 35.12 | LK | 6-250MCM ALCU 3PORT DUAL SIDE | ENTRY INSULATED MULTI-TAP CONN | BLACK |  | NSI IPLD250-3/ILSCO PBTD2-250 |  | P | 50.3 | 60.36 | 43.74 | 43.74 | 63.22 | 0 | EA | BLO270 | NSI IPLD250-3
BLO270 | 35.12 | 35.12 | LK | 6-250MCM ALCU 3PORT DUAL SIDE | ENTRY INSULATED MULTI-TAP CONN | BLACK |  | NSI IPLD250-3/ILSCO PBTD2-250 |  | P | 50.3 | 60.36 | 43.74 | 43.74 | 63.22 | 0 | EA | BLO270 | XB052
STK296 | 0 | 0 | LK | #500 MCM STAKON NON-INSULATED | BUTT SPLICE |  |  |  | STAKONS BUTT SPLICES (NON-INSULATED) | P | 42.78 | 51.34 | 42.78 | 0 | 0 | 45.35 | EA | STK296 | XB038
BRD102 | 0 | 0 | LK | 2A 1P DIN-RAIL MOUNT CIRCUIT | BREAKER NADER/ASI NDB2-63C2-1 |  |  |  | DIN RAIL MOUNTED BREAKERS | P | 13.86 | 16.63 | 12.05 | 10.85 | 11.72 | 13.86 | EA | BRD102 | ASI NDB2-63C2-1
BRD102 | 0 | 0 | LK | 2A 1P DIN-RAIL MOUNT CIRCUIT | BREAKER NADER/ASI NDB2-63C2-1 |  |  |  | DIN RAIL MOUNTED BREAKERS | P | 13.86 | 16.63 | 12.05 | 10.85 | 11.72 | 13.86 | EA | BRD102 | NADER NDB263C21
BRD102 | 0 | 0 | LK | 2A 1P DIN-RAIL MOUNT CIRCUIT | BREAKER NADER/ASI NDB2-63C2-1 |  |  |  | DIN RAIL MOUNTED BREAKERS | P | 13.86 | 16.63 | 12.05 | 10.85 | 11.72 | 13.86 | EA | BRD102 | XB015
BOL212 | 0 | 0 | LK | 1/2 X 8" MACHINE BOLT |  |  |  |  | MACHINE BOLTS | P | 1.9435 | 2.3322 | 1.69 | 1.69 | 1.83 | 1.94 | EA | BOL212 | XB016
BOL212 | 0 | 0 | LK | 1/2 X 8" MACHINE BOLT |  |  |  |  | MACHINE BOLTS | P | 1.9435 | 2.3322 | 1.69 | 1.69 | 1.83 | 1.94 | EA | BOL212 | XDC197
BOL212 | 0 | 0 | LK | 1/2 X 8" MACHINE BOLT |  |  |  |  | MACHINE BOLTS | P | 1.9435 | 2.3322 | 1.69 | 1.69 | 1.83 | 1.94 | EA | BOL212 | XEB067
CON510 | 0 | 0 | LK | ARRESTER TAP CONNECTOR |  |  |  |  | ARRESTER TAP CONNECTOR | P | 16.47 | 19.76 | 16.47 | 14.82 | 0 | 17.46 | EA | CON510 | CO510
BRD100 | 0 | 0 | LK | 3A 1P DIN-RAIL MOUNT CIRCUIT | BREAKER IDEC NC1V-1100-3AA |  |  |  | DIN RAIL MOUNTED BREAKERS | P | 16.96 | 20.36 | 14.75 | 13.28 | 14.34 | 16.96 | EA | BRD100 | IDEC NC1V11003AA
BRD100 | 0 | 0 | LK | 3A 1P DIN-RAIL MOUNT CIRCUIT | BREAKER IDEC NC1V-1100-3AA |  |  |  | DIN RAIL MOUNTED BREAKERS | P | 16.96 | 20.36 | 14.75 | 13.28 | 14.34 | 16.96 | EA | BRD100 | XB012
XB013 | 26.08 | 26.08 | LK | BIBD2504 MULTIPLE WIRE TERM | [5 empty] | P | 38.3 | 53.62 | 38.3 | 0 | 0 | 37.33 | EA | ? | ?
XB013 | 26.08 | 26.08 | LK | BIBD2504 MULTIPLE WIRE TERM | [5 empty] | P | 35.22 | 42.27 | 35.22 | 0 | 0 | 0 | EA | ? | ?
REM610 | 0 | 0 | LK | SLU-100-ASA VOLTAGE | MONITOR RELAY, 3 PHASE |  |  |  | VOLTAGE MONITOR RELAY, 3 PHASE | P | 143.64 | 172.37 | 143.64 | 143.64 | 155.13 | 152.26 | EA | REM610 | XB001
XB003 | 0 | 4.9522 | lk | ENGRAVED PLASTIC TAG | [5 empty] | P | 6.6 | 7.92 | 6.6 | 6.6 | 6.6 | 0 | EA | ? | ?
XB003 | 0 | 4.9522 | lk | ENGRAVED PLASTIC TAG | [5 empty] | P | 8.44 | 10.13 | 8.44 | 0 | 0 | 0 | EA | ? | ?
XAW009 | 2.4832 | 2.0145 | LK | 6/3 250R PORT CORD SO CABLE | [5 empty] | P | 3.2359 | 3.2359 | 3.2359 | 0 | 0 | 9.95 | EA | ? | ?
XAW009 | 2.4832 | 2.0145 | LK | 6/3 250R PORT CORD SO CABLE | [5 empty] | P | 9.3862 | 9.3862 | 9.3862 | 0 | 0 | 0 | EA | ? | ?
TRA106 | 0 | 0 | LK | WIKA PRESSURE TRANSMITTER N-10 |  |  |  |  | TRANSMITTERS | P | 432.77 | 519.33 | 432.77 | 432.77 | 467.39 | 467.39 | EA | TRA106 | XAT072
TRA102 | 0 | 335 | LK | 0-200 XPROOF TRANSMITTER | SIE-XS-4030 |  |  |  | TRANSMITTERS | P | 531 | 637.2 | 531 | 531 | 573.48 | 573.48 | EA | TRA102 | XAT057
CAB108 | 0 | 0 | LK | LOAD CABLE SUPPORT KIT |  |  |  |  | LOAD CELL CABLES | P | 90.66 | 108.79 | 78.83 | 70.95 | 76.63 | 90.66 | EA | CAB108 | XAS067
XAS046 | 41.53 | 49.94 | LK | MOTION SENSOR | [5 empty] | P | 43.37 | 43.37 | 43.37 | 128.8 | 80.73 | 51.94 | EA | ? | ?
XAS046 | 41.53 | 49.94 | LK | MOTION SENSOR | [5 empty] | P | 49 | 49 | 49 | 0 | 0 | 0 | EA | ? | ?
PLCI512 | 0 | 0 | LK | XR-4 MODULE RECEIVER |  |  |  |  | IDEC MICROSMART PROGRAMMABLE CONTROL | P | 323.4 | 323.4 | 323.4 | 0 | 0 | 342.8 | EA | PLCI512 | XAR003
PUM200 | 0 | 148.89 | LK | 1/2 HP 115 VOLT SUMP PUMP |  |  |  |  | SUMP PUMP | P | 753.98 | 904.78 | 753.98 | 678.58 | 289.98 | 709.43 | EA | PUM200 | PU200
XAP025 | 7.7583 | 7.7585 | LK | 4HL CORNER PLATE | [5 empty] | P | 10.2141 | 10.2141 | 10.2141 | 0 | 0 | 588.78 | EA | ? | ?
XAP025 | 7.7583 | 7.7585 | LK | 4HL CORNER PLATE | [5 empty] | P | 555.45 | 555.45 | 555.45 | 0 | 0 | 0 | EA | ? | ?
TRA126 | 0 | 0 | LK | XT-4 CHANNEL WIRELESS TRANSM |  |  |  |  | TRANSMITTERS | P | 0 | 0 | 0 | 0 | 0 | 0 | EA | TRA126 | XSR032
SWM508 | 0 | 0 | LK | MAJOR SWITCH FACE PLATE |  |  |  |  | ""MAJOR"" HEADSWITCH PARTS | P | 17.55 | 21.06 | 17.55 | 17.55 | 18.95 | 18.95 | EA | SWM508 | XAP007
TRA124 | 0 | 0 | LK | XR-4 FOUR CHANNEL WIRELESS REC |  |  |  |  | TRANSMITTERS | P | 0 | 0 | 0 | 0 | 0 | 0 | EA | TRA124 | XSR031
REL615 | 0 | 0 | LK | CRYDOM RELAY 3-32 INPUT | 240 VOLT OUTPUT |  |  |  | MISCELLANEOUS RELAYS | P | 25.68 | 30.81 | 25.68 | 25.68 | 27.73 | 27.73 | EA | REL615 | XSR019
SPR294 | 2.7 | 3.13 | LK | 12 OUNCE CAN SPRAY PAINT |  |  |  | RUNNINGS SPRAY PAINT | SPRAY CANS | P | 9.46 | 11.35 | 9.46 | 8.99 | 6.32 | 9.46 | EA | SPR294 | BAR0003
SPR294 | 2.7 | 3.13 | LK | 12 OUNCE CAN SPRAY PAINT |  |  |  | RUNNINGS SPRAY PAINT | SPRAY CANS | P | 9.46 | 11.35 | 9.46 | 8.99 | 6.32 | 9.46 | EA | SPR294 | SP294
SPR294 | 2.7 | 3.13 | LK | 12 OUNCE CAN SPRAY PAINT |  |  |  | RUNNINGS SPRAY PAINT | SPRAY CANS | P | 9.46 | 11.35 | 9.46 | 8.99 | 6.32 | 9.46 | EA | SPR294 | XSP060
PLCI510 | 0 | 0 | LK | IDEC ANALOG CARD |  |  |  |  | IDEC MICROSMART PROGRAMMABLE CONTROL | P | 255.29 | 306.35 | 255.29 | 255.29 | 275.71 | 275.71 | EA | PLCI510 | XAI003
PLCI510 | 0 | 0 | LK | IDEC ANALOG CARD |  |  |  |  | IDEC MICROSMART PROGRAMMABLE CONTROL | P | 255.29 | 306.35 | 255.29 | 255.29 | 275.71 | 275.71 | EA | PLCI510 | XEC074
COV926 | 0 | 61.42 | LK | 2" VICTAULIC FITTING COUPLING |  |  |  |  | VICTAULIC FITTINGS | P | 95.54 | 114.65 | 95.54 | 85.99 | 92.87 | 101.27 | EA | COV926 | CO926
COV926 | 0 | 61.42 | LK | 2" VICTAULIC FITTING COUPLING |  |  |  |  | VICTAULIC FITTINGS | P | 95.54 | 114.65 | 95.54 | 85.99 | 92.87 | 101.27 | EA | COV926 | XAF028
COV926 | 0 | 61.42 | LK | 2" VICTAULIC FITTING COUPLING |  |  |  |  | VICTAULIC FITTINGS | P | 95.54 | 114.65 | 95.54 | 85.99 | 92.87 | 101.27 | EA | COV926 | XEC018
COV926 | 0 | 61.42 | LK | 2" VICTAULIC FITTING COUPLING |  |  |  |  | VICTAULIC FITTINGS | P | 95.54 | 114.65 | 95.54 | 85.99 | 92.87 | 101.27 | EA | COV926 | XEC054
COIC216 | 52.68 | 52.68 | LK | 9-1891-1 SIZE 4-5 COIL 120V CH | NEW STYLE |  |  |  | CH (NEW STYLE) | P | 307.47 | 368.96 | 307.47 | 307.47 | 0 | 307.47 | EA | COIC216 | CO216
COIC216 | 52.68 | 52.68 | LK | 9-1891-1 SIZE 4-5 COIL 120V CH | NEW STYLE |  |  |  | CH (NEW STYLE) | P | 307.47 | 368.96 | 307.47 | 307.47 | 0 | 307.47 | EA | COIC216 | XAC046
WI683 | 0 | 6.11 | LK | 1 1/2" X 1-1/2" PANDUIT WIREW | WITH COVER |  |  |  |  | P | 0 | 0 | 0 | 0 | 11.88 | 11.88 | FT | ? | ?
WI683 | 0 | 6.11 | LK | 1 1/2" X 1-1/2" PANDUIT WIREW | WITH COVER |  |  |  |  | P | 6.38 | 7.66 | 6.38 | 5.74 | 0 | 0 | FT | ? | ?
WIP684 | 0 | 3.7149 | LK | 2" X 2" PANDUIT WIREWAY | W/COVER |  |  |  | WIREWAYS | P | 4.6 | 5.52 | 4.6 | 4.14 | 10.64 | 10.64 | FT | WIP684 | WI684
WR300 | 0 | 0 | LK | 1/4" TO 1/2" PLASTIC | SPIRAL WRAP |  |  |  |  | P | 2.14 | 2.57 | 2.14 | 1.93 | 0 | 2.25 | FT | ? | ?
WR300 | 0 | 0 | LK | 1/4" TO 1/2" PLASTIC | SPIRAL WRAP |  |  |  |  | P | 2.14 | 2.57 | 2.14 | 1.93 | 0 | 0 | FT | ? | ?
BUG464 | 24.0338 | 24.755 | LK | 3" INSULATED GROUNDING BUSHING |  |  |  |  | BUSHINGS, INSULATED GROUNDING | P | 50.86 | 61.03 | 40.69 | 28.48 | 48.11 | 53.91 | EA | BUG464 | X457
BUG464 | 24.0338 | 24.755 | LK | 3" INSULATED GROUNDING BUSHING |  |  |  |  | BUSHINGS, INSULATED GROUNDING | P | 50.86 | 61.03 | 40.69 | 28.48 | 48.11 | 53.91 | EA | BUG464 | XHB024
BUG466 | 33.9753 | 1.5375 | LK | 4" CONDUIT GRN BUSHING |  |  |  | REG 8230 | BUSHINGS, INSULATED GROUNDING | P | 76.94 | 92.33 | 61.55 | 43.09 | 49.65 | 68.23 | EA | BUG466 | BAA1004
BUG466 | 33.9753 | 1.5375 | LK | 4" CONDUIT GRN BUSHING |  |  |  | REG 8230 | BUSHINGS, INSULATED GROUNDING | P | 76.94 | 92.33 | 61.55 | 43.09 | 49.65 | 68.23 | EA | BUG466 | BU466
BUG466 | 33.9753 | 1.5375 | LK | 4" CONDUIT GRN BUSHING |  |  |  | REG 8230 | BUSHINGS, INSULATED GROUNDING | P | 76.94 | 92.33 | 61.55 | 43.09 | 49.65 | 68.23 | EA | BUG466 | X458
BUG466 | 33.9753 | 1.5375 | LK | 4" CONDUIT GRN BUSHING |  |  |  | REG 8230 | BUSHINGS, INSULATED GROUNDING | P | 76.94 | 92.33 | 61.55 | 43.09 | 49.65 | 68.23 | EA | BUG466 | ZB001
RELC426 | 0 | 0 | LK | 5A11246G147 12 TO 37 | AMP CH SOLID STATE O.L. RELAY |  |  |  | CH SOLID STATE OL RELAY | P | 337.44 | 404.93 | 288.8 | 216.6 | 0 | 357.69 | EA | RELC426 | RE426
RELC426 | 0 | 0 | LK | 5A11246G147 12 TO 37 | AMP CH SOLID STATE O.L. RELAY |  |  |  | CH SOLID STATE OL RELAY | P | 337.44 | 404.93 | 288.8 | 216.6 | 0 | 357.69 | EA | RELC426 | X863
WIO106 | 467.02 | 755.2632 | LK | #14/3 SOOW CORD |  |  |  | (250 foot/roll) | SOOW CORD | P | 2235 | 2682 | 2235 | 2240 | 2413.8 | 2413.8 | MFT | WIO106 | AAR0203
WIO106 | 467.02 | 755.2632 | LK | #14/3 SOOW CORD |  |  |  | (250 foot/roll) | SOOW CORD | P | 2235 | 2682 | 2235 | 2240 | 2413.8 | 2413.8 | MFT | WIO106 | WI670
WIO108 | 0 | 1015.8 | LK | #12/3 SOOW CORD |  |  | (1000 foot/roll) | SO 12/3-BLK SOW CORD | SOOW CORD | P | 1545.86 | 1855.03 | 1545.86 | 1550 | 2024.72 | 2024.72 | MFT | WIO108 | AAR0303
WIO108 | 0 | 1015.8 | LK | #12/3 SOOW CORD |  |  | (1000 foot/roll) | SO 12/3-BLK SOW CORD | SOOW CORD | P | 1545.86 | 1855.03 | 1545.86 | 1550 | 2024.72 | 2024.72 | MFT | WIO108 | WI672
WIM678 | 14.5 | 40.18 | LK | WIRE MARKER DISPENSER WITH | MARKERS |  |  |  | WIRE MARKERS | P | 52.23 | 62.68 | 45.42 | 45.42 | 28.19 | 52.23 | EA | WIM678 | WI678
WIP680 | 0 | 0.39 | LK | 1" X 1" PANDUIT WIREWAY | W/COVER |  |  |  | WIREWAYS | P | 7.4 | 8.88 | 7.4 | 6.66 | 7.99 | 7.99 | FT | WIP680 | WI680
WIP682 | 0 | 4.7457 | LK | 1" X 2" PANDUIT WIREWAY | W/COVER |  |  |  | WIREWAYS | P | 10 | 12 | 10 | 9 | 8.92 | 8.92 | FT | WIP682 | WI682
WIT616 | 0 | 3669.0732 | LK | #4/0 THHN STRANDED WIRE |  |  |  |  | THHN | P | 10068.56 | 12082.27 | 9153.24 | 7320 | 11718 | 11718 | MFT | WIT616 | WI616
WIT618 | 0 | 4709.4667 | LK | #250 MCM THHN STRANDED WIRE |  |  |  | (1000 foot/roll) | THHN | P | 12406.1 | 14887.32 | 11278.3 | 9020 | 9335.48 | 13693.5 | MFT | WIT618 | AAA1500
WIT618 | 0 | 4709.4667 | LK | #250 MCM THHN STRANDED WIRE |  |  |  | (1000 foot/roll) | THHN | P | 12406.1 | 14887.32 | 11278.3 | 9020 | 9335.48 | 13693.5 | MFT | WIT618 | WI618
WIT620 | 6475.06 | 5211.4894 | LK | #350 MCM THHN STRANDED WIRE |  |  |  |  | THHN | P | 17519 | 21022.8 | 15926.4 | 12740 | 12587.52 | 19336.9 | MFT | WIT620 | WI620
WIT622 | 0 | 2930.6761 | LK | #500 MCM THHN STRANDED WIRE |  |  |  | (1000 foot/roll) | THHN | P | 24249.2 | 29099.04 | 22044.7 | 17640 | 14526 | 26765.5 | MFT | WIT622 | AAA1900
WIT622 | 0 | 2930.6761 | LK | #500 MCM THHN STRANDED WIRE |  |  |  | (1000 foot/roll) | THHN | P | 24249.2 | 29099.04 | 22044.7 | 17640 | 14526 | 26765.5 | MFT | WIT622 | WI622
WIT626 | 906.19 | 906.19 | LK | #4 THW STRANDED WIRE |  |  |  |  | THW | P | 2279.06 | 2734.87 | 2071.87 | 1860 | 1761.63 | 1761.63 | MFT | WIT626 | WI626
WIT604 | 460.7 | 502.98 | LK | #6 THHN STRANDED WIRE |  |  |  | (500 foot/roll) | THHN | P | 1349.3 | 1619.16 | 1226.64 | 1100 | 1296 | 1511.36 | MFT | WIT604 | AAA0600
WIT604 | 460.7 | 502.98 | LK | #6 THHN STRANDED WIRE |  |  |  | (500 foot/roll) | THHN | P | 1349.3 | 1619.16 | 1226.64 | 1100 | 1296 | 1511.36 | MFT | WIT604 | WI604
WIT606 | 0 | 784.2397 | LK | #4 THHN STRANDED WIRE |  |  |  | (500 foot/roll) | THHN | P | 2085.86 | 2503.03 | 1896.24 | 1706 | 1242 | 2336.38 | MFT | WIT606 | AAA0700
WIT606 | 0 | 784.2397 | LK | #4 THHN STRANDED WIRE |  |  |  | (500 foot/roll) | THHN | P | 2085.86 | 2503.03 | 1896.24 | 1706 | 1242 | 2336.38 | MFT | WIT606 | WI606
WIT608 | 1410 | 1256.7995 | LK | #2 THHN STRANDED WIRE |  |  |  | (1000 foot/roll) | THHN | P | 3270.54 | 3924.65 | 2973.22 | 2380 | 3348 | 3663.36 | MFT | WIT608 | AAA0900
WIT608 | 1410 | 1256.7995 | LK | #2 THHN STRANDED WIRE |  |  |  | (1000 foot/roll) | THHN | P | 3270.54 | 3924.65 | 2973.22 | 2380 | 3348 | 3663.36 | MFT | WIT608 | WI608
WIT610 | 1941.4 | 1946.7958 | LK | #1/0 THHN STRANDED WIRE |  |  |  | (1000 foot/roll) | THHN | P | 5099.14 | 6118.97 | 4635.58 | 3708 | 6480 | 6480 | MFT | WIT610 | AAA1100
WIT610 | 1941.4 | 1946.7958 | LK | #1/0 THHN STRANDED WIRE |  |  |  | (1000 foot/roll) | THHN | P | 5099.14 | 6118.97 | 4635.58 | 3708 | 6480 | 6480 | MFT | WIT610 | WI610
WIT612 | 2106.59 | 2106.5789 | LK | #2/0 THHN STRANDED WIRE |  |  |  | (1000 foot/roll) | THHN | P | 6391.92 | 7670.3 | 5810.84 | 4650 | 4095.21 | 7055.18 | MFT | WIT612 | AAA1200
WIT612 | 2106.59 | 2106.5789 | LK | #2/0 THHN STRANDED WIRE |  |  |  | (1000 foot/roll) | THHN | P | 6391.92 | 7670.3 | 5810.84 | 4650 | 4095.21 | 7055.18 | MFT | WIT612 | WI612
WIT614 | 3008.41 | 2910.49 | LK | #3/0 THHN STRANDED WIRE |  |  |  | (1000 foot/roll) | THHN | P | 8018.8 | 9622.56 | 7289.82 | 5830 | 5400 | 8850.86 | MFT | WIT614 | AAA1300
WIT614 | 3008.41 | 2910.49 | LK | #3/0 THHN STRANDED WIRE |  |  |  | (1000 foot/roll) | THHN | P | 8018.8 | 9622.56 | 7289.82 | 5830 | 5400 | 8850.86 | MFT | WIT614 | WI614
WIT614 | 3008.41 | 2910.49 | LK | #3/0 THHN STRANDED WIRE |  |  |  | (1000 foot/roll) | THHN | P | 8018.8 | 9622.56 | 7289.82 | 5830 | 5400 | 8850.86 | MFT | WIT614 | XLK089
WIT592 | 60 | 73.38 | LK | #18 TFFN STRANDED COPPER WIRE |  |  |  |  | TFFN | P | 117.5 | 141 | 106.82 | 110 | 172.8 | 172.8 | MFT | WIT592 | WI592
WIT593 | 0 | 83.8593 | LK | #16 TFFN STRANDED COPPER WIRE |  |  |  | (500 foot/roll) | TFFN | P | 160.73 | 192.88 | 146.12 | 150 | 162 | 180 | MFT | WIT593 | AAA0100
WIT593 | 0 | 83.8593 | LK | #16 TFFN STRANDED COPPER WIRE |  |  |  | (500 foot/roll) | TFFN | P | 160.73 | 192.88 | 146.12 | 150 | 162 | 180 | MFT | WIT593 | WI593
WIT596 | 90 | 94.7718 | LK | #14 THHN STRANDED WIRE |  |  |  | (500 foot/roll) | THHN | P | 211.13 | 253.36 | 191.94 | 170 | 270 | 250 | MFT | WIT596 | AAA0200
WIT596 | 90 | 94.7718 | LK | #14 THHN STRANDED WIRE |  |  |  | (500 foot/roll) | THHN | P | 211.13 | 253.36 | 191.94 | 170 | 270 | 250 | MFT | WIT596 | AAA0200A
WIT596 | 90 | 94.7718 | LK | #14 THHN STRANDED WIRE |  |  |  | (500 foot/roll) | THHN | P | 211.13 | 253.36 | 191.94 | 170 | 270 | 250 | MFT | WIT596 | WI596
WIT598 | 130 | 131.2411 | LK | #12 THHN STRANDED WIRE |  |  |  | (500 foot/roll) | THHN | P | 323.91 | 388.69 | 294.46 | 270 | 378 | 350 | MFT | WIT598 | AAA0300
WIT598 | 130 | 131.2411 | LK | #12 THHN STRANDED WIRE |  |  |  | (500 foot/roll) | THHN | P | 323.91 | 388.69 | 294.46 | 270 | 378 | 350 | MFT | WIT598 | AAA0300A
WIT598 | 130 | 131.2411 | LK | #12 THHN STRANDED WIRE |  |  |  | (500 foot/roll) | THHN | P | 323.91 | 388.69 | 294.46 | 270 | 378 | 350 | MFT | WIT598 | WI598
WIT600 | 220 | 208.9915 | LK | #10 THHN STRANDED WIRE |  |  |  | (500 foot/roll) | THHN | P | 500.52 | 600.62 | 455.02 | 410 | 594 | 553 | MFT | WIT600 | AAA0400
WIT600 | 220 | 208.9915 | LK | #10 THHN STRANDED WIRE |  |  |  | (500 foot/roll) | THHN | P | 500.52 | 600.62 | 455.02 | 410 | 594 | 553 | MFT | WIT600 | WI600
WIT602 | 297.05 | 347.4405 | LK | #8 THHN STRANDED WIRE |  |  |  | (500 foot/roll) | THHN | P | 789.27 | 947.12 | 717.52 | 650 | 864 | 884 | MFT | WIT602 | AAA0500
WIT602 | 297.05 | 347.4405 | LK | #8 THHN STRANDED WIRE |  |  |  | (500 foot/roll) | THHN | P | 789.27 | 947.12 | 717.52 | 650 | 864 | 884 | MFT | WIT602 | WI602
WIT575 | 0 | 0 | LK | #16/8 PLC RAW CABLE |  |  |  |  | PLC CABLE | P | 3828.13 | 4593.76 | 3828.13 | 3070 | 0 | 4057.82 | MFT | WIT575 | WI575
WIE580 | 0 | 0 | LK | #4 5 KV EPR NON-SHIELDED | CABLE |  |  |  | EPR NON SHIELDED CABLE | P | 3875.67 | 4650.8 | 3875.67 | 2910 | 0 | 4108.21 | MFT | WIE580 | WI580
WIE582 | 0 | 0 | LK | #2 5 KV EPR NON-SHIELDED CA |  |  |  | OMCA 2/1 2.4KV MV90 (1000' rol | EPR NON SHIELDED CABLE | P | 4946.67 | 5936 | 4946.67 | 3710 | 0 | 5243.47 | MFT | WIE582 | AAN0902
WIE582 | 0 | 0 | LK | #2 5 KV EPR NON-SHIELDED CA |  |  |  | OMCA 2/1 2.4KV MV90 (1000' rol | EPR NON SHIELDED CABLE | P | 4946.67 | 5936 | 4946.67 | 3710 | 0 | 5243.47 | MFT | WIE582 | WI582
WIT583 | 0 | 0 | LK | #6 5KV TRANSFORMER RISER WIRE |  |  |  |  | TRANSFORMER RISER WIRE | P | 1600 | 1920 | 1600 | 1360 | 0 | 1696 | MFT | WIT583 | BIRD WIRE
WIT583 | 0 | 0 | LK | #6 5KV TRANSFORMER RISER WIRE |  |  |  |  | TRANSFORMER RISER WIRE | P | 1600 | 1920 | 1600 | 1360 | 0 | 1696 | MFT | WIT583 | WI583
WIT584 | 0 | 0 | LK | #4 5KV TRANSFORMER RISER WIRE |  |  |  |  | TRANSFORMER RISER WIRE | P | 2823.53 | 3388.24 | 2823.53 | 2400 | 0 | 2992.94 | MFT | WIT584 | BIRD WIRE
WIT584 | 0 | 0 | LK | #4 5KV TRANSFORMER RISER WIRE |  |  |  |  | TRANSFORMER RISER WIRE | P | 2823.53 | 3388.24 | 2823.53 | 2400 | 0 | 2992.94 | MFT | WIT584 | WI584
WIT586 | 0 | 0 | LK | #2 5KV TRANSFORMER RISER WIRE |  |  |  | HW20300201 | TRANSFORMER RISER WIRE | P | 3624 | 4348.8 | 3624 | 3080 | 0 | 3841.44 | MFT | WIT586 | AAN0901
WIT586 | 0 | 0 | LK | #2 5KV TRANSFORMER RISER WIRE |  |  |  | HW20300201 | TRANSFORMER RISER WIRE | P | 3624 | 4348.8 | 3624 | 3080 | 0 | 3841.44 | MFT | WIT586 | BIRD WIRE
WIT586 | 0 | 0 | LK | #2 5KV TRANSFORMER RISER WIRE |  |  |  | HW20300201 | TRANSFORMER RISER WIRE | P | 3624 | 4348.8 | 3624 | 3080 | 0 | 3841.44 | MFT | WIT586 | WI586
WIS520 | 0 | 0 | LK | #22/2(1PR) SHIELDED COPPER | CABLE |  |  | FPL 9462-22/2C-BLD SHLD 300V | SHIELDED CABLE (GRAY) | P | 296.7 | 356.04 | 258 | 220 | 296.7 | 296.7 | MFT | WIS520 | AAS0005
WIS520 | 0 | 0 | LK | #22/2(1PR) SHIELDED COPPER | CABLE |  |  | FPL 9462-22/2C-BLD SHLD 300V | SHIELDED CABLE (GRAY) | P | 296.7 | 356.04 | 258 | 220 | 296.7 | 296.7 | MFT | WIS520 | BELDON 3105A
WIS520 | 0 | 0 | LK | #22/2(1PR) SHIELDED COPPER | CABLE |  |  | FPL 9462-22/2C-BLD SHLD 300V | SHIELDED CABLE (GRAY) | P | 296.7 | 356.04 | 258 | 220 | 296.7 | 296.7 | MFT | WIS520 | WI536
WIT556 | 0 | 0 | LK | #4 W. P. COPPER WIRE |  |  |  |  | WEATHERPROOF WIRE | P | 2225.95 | 2671.14 | 2225.95 | 1780 | 0 | 2359.51 | MFT | WIT556 | WI556
WIG562 | 0 | 0 | LK | 3/8" GUY WIRE S. M. |  |  |  | GUY 3/8 SM (250' roll) | GUY WIRE | P | 1077.44 | 1292.93 | 936.9 | 750 | 0 | 1142.09 | MFT | WIG562 | RAG0000
WIG562 | 0 | 0 | LK | 3/8" GUY WIRE S. M. |  |  |  | GUY 3/8 SM (250' roll) | GUY WIRE | P | 1077.44 | 1292.93 | 936.9 | 750 | 0 | 1142.09 | MFT | WIG562 | WI562
WIT570 | 0 | 0 | LK | #16 MWC, 1000 V., TINNED | CONTROL HOOKUP WIRE |  |  |  | MWC TINNED COPPER WIRE | P | 269.5 | 323.4 | 245 | 200 | 0 | 285.67 | MFT | WIT570 | WI570
WI516 | 0 | 0 | LK | #16/7 PVC DIRECT BURIAL | COPPER CABLE |  |  |  |  | P | 0 | 0 | 0 | 0 | 0 | 550.56 | MFT | ? | ?
WI516 | 0 | 0 | LK | #16/7 PVC DIRECT BURIAL | COPPER CABLE |  |  |  |  | P | 519.4 | 623.28 | 519.4 | 0 | 0 | 0 | MFT | ? | ?
WIS500 | 0 | 320 | LK | #16/2 SHIELDED COPPER CABLE |  |  |  | (1000 foot/roll) | SHIELDED CABLE (GRAY) | P | 580 | 696 | 580 | 490 | 626.4 | 626.4 | MFT | WIS500 | AAS0102
WIS500 | 0 | 320 | LK | #16/2 SHIELDED COPPER CABLE |  |  |  | (1000 foot/roll) | SHIELDED CABLE (GRAY) | P | 580 | 696 | 580 | 490 | 626.4 | 626.4 | MFT | WIS500 | WI524
WIS500 | 0 | 320 | LK | #16/2 SHIELDED COPPER CABLE |  |  |  | (1000 foot/roll) | SHIELDED CABLE (GRAY) | P | 580 | 696 | 580 | 490 | 626.4 | 626.4 | MFT | WIS500 | XLK213
WIS506 | 470 | 416.9919 | LK | #18/2 (1PR) SHIELDED COPPER | CABLE |  |  | (1000 foot/roll) | SHIELDED CABLE (GRAY) | P | 497.93 | 597.57 | 360.28 | 310 | 810 | 810 | MFT | WIS506 | AAS0001
WIS506 | 470 | 416.9919 | LK | #18/2 (1PR) SHIELDED COPPER | CABLE |  |  | (1000 foot/roll) | SHIELDED CABLE (GRAY) | P | 497.93 | 597.57 | 360.28 | 310 | 810 | 810 | MFT | WIS506 | ADC 11802RSD
WIS506 | 470 | 416.9919 | LK | #18/2 (1PR) SHIELDED COPPER | CABLE |  |  | (1000 foot/roll) | SHIELDED CABLE (GRAY) | P | 497.93 | 597.57 | 360.28 | 310 | 810 | 810 | MFT | WIS506 | COLEMAN 95214
WIS506 | 470 | 416.9919 | LK | #18/2 (1PR) SHIELDED COPPER | CABLE |  |  | (1000 foot/roll) | SHIELDED CABLE (GRAY) | P | 497.93 | 597.57 | 360.28 | 310 | 810 | 810 | MFT | WIS506 | SOUTHWIRE 57573101
WIS506 | 470 | 416.9919 | LK | #18/2 (1PR) SHIELDED COPPER | CABLE |  |  | (1000 foot/roll) | SHIELDED CABLE (GRAY) | P | 497.93 | 597.57 | 360.28 | 310 | 810 | 810 | MFT | WIS506 | WI526
WIS508 | 0 | 0 | LK | #18/3 SHIELDED COPPER CABLE |  |  | (1000 foot/roll) | FPL 18/3C-PVC-SHLD-STR | SHIELDED CABLE (GRAY) | P | 812.25 | 974.7 | 588 | 500 | 378 | 750 | MFT | WIS508 | AAS0003
WIS508 | 0 | 0 | LK | #18/3 SHIELDED COPPER CABLE |  |  | (1000 foot/roll) | FPL 18/3C-PVC-SHLD-STR | SHIELDED CABLE (GRAY) | P | 812.25 | 974.7 | 588 | 500 | 378 | 750 | MFT | WIS508 | ADC 11803RSD
WIS508 | 0 | 0 | LK | #18/3 SHIELDED COPPER CABLE |  |  | (1000 foot/roll) | FPL 18/3C-PVC-SHLD-STR | SHIELDED CABLE (GRAY) | P | 812.25 | 974.7 | 588 | 500 | 378 | 750 | MFT | WIS508 | COLEMAN 95218
WIS508 | 0 | 0 | LK | #18/3 SHIELDED COPPER CABLE |  |  | (1000 foot/roll) | FPL 18/3C-PVC-SHLD-STR | SHIELDED CABLE (GRAY) | P | 812.25 | 974.7 | 588 | 500 | 378 | 750 | MFT | WIS508 | SOUTHWIRE 57572901
WIS508 | 0 | 0 | LK | #18/3 SHIELDED COPPER CABLE |  |  | (1000 foot/roll) | FPL 18/3C-PVC-SHLD-STR | SHIELDED CABLE (GRAY) | P | 812.25 | 974.7 | 588 | 500 | 378 | 750 | MFT | WIS508 | WI530
WIS510 | 470 | 306.1418 | LK | #18/4 (2PR) SHIELDED COPPER | CABLE |  | FPL 18/4C STR OASHLD PVC | FPL 18/2PR STR EASHLD PVC | SHIELDED CABLE (GRAY) | P | 1111.83 | 1334.2 | 804.87 | 680 | 396.3 | 1028.47 | MFT | WIS510 | AAS0002
WIS510 | 470 | 306.1418 | LK | #18/4 (2PR) SHIELDED COPPER | CABLE |  | FPL 18/4C STR OASHLD PVC | FPL 18/2PR STR EASHLD PVC | SHIELDED CABLE (GRAY) | P | 1111.83 | 1334.2 | 804.87 | 680 | 396.3 | 1028.47 | MFT | WIS510 | AAS0004
WIS510 | 470 | 306.1418 | LK | #18/4 (2PR) SHIELDED COPPER | CABLE |  | FPL 18/4C STR OASHLD PVC | FPL 18/2PR STR EASHLD PVC | SHIELDED CABLE (GRAY) | P | 1111.83 | 1334.2 | 804.87 | 680 | 396.3 | 1028.47 | MFT | WIS510 | ADC 11804RSD
WIS510 | 470 | 306.1418 | LK | #18/4 (2PR) SHIELDED COPPER | CABLE |  | FPL 18/4C STR OASHLD PVC | FPL 18/2PR STR EASHLD PVC | SHIELDED CABLE (GRAY) | P | 1111.83 | 1334.2 | 804.87 | 680 | 396.3 | 1028.47 | MFT | WIS510 | COLEMAN 67003
WIS510 | 470 | 306.1418 | LK | #18/4 (2PR) SHIELDED COPPER | CABLE |  | FPL 18/4C STR OASHLD PVC | FPL 18/2PR STR EASHLD PVC | SHIELDED CABLE (GRAY) | P | 1111.83 | 1334.2 | 804.87 | 680 | 396.3 | 1028.47 | MFT | WIS510 | SOUTHWIRE 57573001
WIS510 | 470 | 306.1418 | LK | #18/4 (2PR) SHIELDED COPPER | CABLE |  | FPL 18/4C STR OASHLD PVC | FPL 18/2PR STR EASHLD PVC | SHIELDED CABLE (GRAY) | P | 1111.83 | 1334.2 | 804.87 | 680 | 396.3 | 1028.47 | MFT | WIS510 | WI532
WIS510 | 470 | 306.1418 | LK | #18/4 (2PR) SHIELDED COPPER | CABLE |  | FPL 18/4C STR OASHLD PVC | FPL 18/2PR STR EASHLD PVC | SHIELDED CABLE (GRAY) | P | 1111.83 | 1334.2 | 804.87 | 680 | 396.3 | 1028.47 | MFT | WIS510 | XLK108
WIC218 | 0 | 0 | LK | #3/0-3 WITH GROUND PVC DIRECT | BURIAL COPPER CABLE |  |  |  | DIRECT BURIAL CABLES (SDT) | P | 19862.5 | 23835 | 19862.5 | 15890 | 0 | 19862.5 | MFT | WIC218 | WI507
WIC220 | 0 | 0 | LK | #4/0-3 WITH GROUND PVC DIRECT | BURIAL COPPER CABLE |  |  |  | DIRECT BURIAL CABLES (SDT) | P | 23662.28 | 28394.74 | 23662.28 | 18930 | 0 | 23662.28 | MFT | WIC220 | WI508
WIS400 | 0 | 333.9 | LK | #16/2 SHIELDED COPPER TRAY | CABLE (DIRECT BURIAL) |  |  |  | SHIELDED DIRECT BURIAL CABLE | P | 500.85 | 601.02 | 500.85 | 420 | 540.92 | 540.92 | MFT | WIS400 | WI509
WIS402 | 0 | 727 | LK | #18/2 SHIELDED COPPER TRAY | CABLE (DIRECT BURIAL) |  |  | HW 1802C-SVNTC-NEXANS | SHIELDED DIRECT BURIAL CABLE | P | 1090.5 | 1308.6 | 1090.5 | 926 | 1177.74 | 1177.74 | MFT | WIS402 | AAW0001
WIS402 | 0 | 727 | LK | #18/2 SHIELDED COPPER TRAY | CABLE (DIRECT BURIAL) |  |  | HW 1802C-SVNTC-NEXANS | SHIELDED DIRECT BURIAL CABLE | P | 1090.5 | 1308.6 | 1090.5 | 926 | 1177.74 | 1177.74 | MFT | WIS402 | WI510
WIS404 | 0 | 0 | LK | #18/3 SHIELDED COPPER TRAY | CABLE (DIRECT BURIAL) |  |  |  | SHIELDED DIRECT BURIAL CABLE | P | 997.33 | 1196.8 | 712.38 | 605 | 0 | 0 | MFT | WIS404 | WI512
WIS404 | 0 | 0 | LK | #18/3 SHIELDED COPPER TRAY | CABLE (DIRECT BURIAL) |  |  |  | SHIELDED DIRECT BURIAL CABLE | P | 997.33 | 1196.8 | 712.38 | 605 | 0 | 0 | MFT | WIS404 | XLK999
WIS406 | 0 | 251.23 | LK | #18/4 (2PR) SHIELDED COPPER | TRAY CABLE (DIRECT BURIAL) |  |  | HW15201804 18/4C | SHIELDED DIRECT BURIAL CABLE | P | 1162.03 | 1394.44 | 830.02 | 710 | 810 | 1162 | MFT | WIS406 | AAW0004
WIS406 | 0 | 251.23 | LK | #18/4 (2PR) SHIELDED COPPER | TRAY CABLE (DIRECT BURIAL) |  |  | HW15201804 18/4C | SHIELDED DIRECT BURIAL CABLE | P | 1162.03 | 1394.44 | 830.02 | 710 | 810 | 1162 | MFT | WIS406 | WI514
WIS406 | 0 | 251.23 | LK | #18/4 (2PR) SHIELDED COPPER | TRAY CABLE (DIRECT BURIAL) |  |  | HW15201804 18/4C | SHIELDED DIRECT BURIAL CABLE | P | 1162.03 | 1394.44 | 830.02 | 710 | 810 | 1162 | MFT | WIS406 | WIS408
WIS406 | 0 | 251.23 | LK | #18/4 (2PR) SHIELDED COPPER | TRAY CABLE (DIRECT BURIAL) |  |  | HW15201804 18/4C | SHIELDED DIRECT BURIAL CABLE | P | 1162.03 | 1394.44 | 830.02 | 710 | 810 | 1162 | MFT | WIS406 | XLK005
WIS406 | 0 | 251.23 | LK | #18/4 (2PR) SHIELDED COPPER | TRAY CABLE (DIRECT BURIAL) |  |  | HW15201804 18/4C | SHIELDED DIRECT BURIAL CABLE | P | 1162.03 | 1394.44 | 830.02 | 710 | 810 | 1162 | MFT | WIS406 | XLK212
WIC206 | 0 | 0 | LK | #8/3 WITH GROUND PVC DIRECT | BURIAL COPPER CABLE |  |  |  | DIRECT BURIAL CABLES (SDT) | P | 2821.88 | 3386.26 | 2821.88 | 2260 | 0 | 2821.88 | MFT | WIC206 | WI496
WIC208 | 0 | 16.996 | LK | #6/3 WITH GROUND PVC DIRECT | BURIAL COPPER CABLE |  |  |  | DIRECT BURIAL CABLES (SDT) | P | 4134.16 | 4960.99 | 4134.16 | 3310 | 0 | 4134 | MFT | WIC208 | WI498
WIC210 | 0 | 0 | LK | #4/3 WITH GROUND PVC DIRECT | BURIAL COPPER CABLE |  |  |  | DIRECT BURIAL CABLES (SDT) | P | 6150.08 | 7380.1 | 6150.08 | 4920 | 0 | 6150.08 | MFT | WIC210 | WI500
WIC212 | 0 | 0 | LK | #2/3 WITH GROUND PVC DIRECT | BURIAL COPPER CABLE |  |  |  | DIRECT BURIAL CABLES (SDT) | P | 9362.5 | 11235 | 9362.5 | 7490 | 0 | 9362.5 | MFT | WIC212 | WI502
WIC214 | 0 | 0 | LK | #1/0-3 WITH GROUND PVC DIRECT | BURIAL COPPER CABLE |  |  |  | DIRECT BURIAL CABLES (SDT) | P | 13153.54 | 15784.25 | 13153.54 | 10520 | 0 | 13153.54 | MFT | WIC214 | WI504
WIC216 | 0 | 0 | LK | #2/0-3 WITH GROUND PVC DIRECT | BURIAL COPPER CABLE |  |  |  | DIRECT BURIAL CABLES (SDT) | P | 16273.48 | 19528.18 | 16273.48 | 13020 | 0 | 16273.48 | MFT | WIC216 | WI506
WIC108 | 0 | 9049.85 | LK | 2/3C CU W/GRND 2.4KV ARMORED | CABLE DIRECT BURIAL |  |  |  | CLX OR TEK ARMORED CABLES | P | 18423 | 22107.6 | 16020 | 12590 | 18423 | 17981.43 | MFT | WIC108 | CLX
WIC108 | 0 | 9049.85 | LK | 2/3C CU W/GRND 2.4KV ARMORED | CABLE DIRECT BURIAL |  |  |  | CLX OR TEK ARMORED CABLES | P | 18423 | 22107.6 | 16020 | 12590 | 18423 | 17981.43 | MFT | WIC108 | TEK
WIC108 | 0 | 9049.85 | LK | 2/3C CU W/GRND 2.4KV ARMORED | CABLE DIRECT BURIAL |  |  |  | CLX OR TEK ARMORED CABLES | P | 18423 | 22107.6 | 16020 | 12590 | 18423 | 17981.43 | MFT | WIC108 | WI482
WIC110 | 0 | 11100 | LK | 2/0-3C CU W/GRND 5KV ARMORED | CABLE DIRECT BURIAL |  |  |  | CLX OR TEK ARMORED CABLES | P | 28787.91 | 34545.49 | 28787.91 | 20150 | 26220 | 28787.91 | MFT | WIC110 | CLX
WIC110 | 0 | 11100 | LK | 2/0-3C CU W/GRND 5KV ARMORED | CABLE DIRECT BURIAL |  |  |  | CLX OR TEK ARMORED CABLES | P | 28787.91 | 34545.49 | 28787.91 | 20150 | 26220 | 28787.91 | MFT | WIC110 | TEK
WIC110 | 0 | 11100 | LK | 2/0-3C CU W/GRND 5KV ARMORED | CABLE DIRECT BURIAL |  |  |  | CLX OR TEK ARMORED CABLES | P | 28787.91 | 34545.49 | 28787.91 | 20150 | 26220 | 28787.91 | MFT | WIC110 | WI486
WIC200 | 460.17 | 375.8 | LK | #14/3 WITH GROUND PVC DIRECT | BURIAL COPPER CABLE |  |  |  | DIRECT BURIAL CABLES (SDT) | P | 822.35 | 986.82 | 822.5 | 660 | 828.31 | 862.32 | MFT | WIC200 | WI490
WIC202 | 0 | 552.4 | LK | #12/3 WITH GROUND PVC DIRECT | BURIAL COPPER CABLE |  |  |  | DIRECT BURIAL CABLES (SDT) | P | 1225 | 1470 | 1225 | 980 | 0 | 1225 | MFT | WIC202 | WI492
WIC204 | 0 | 861.04 | LK | #10/3 WITH GROUND PVC DIRECT | BURIAL COPPER CABLE |  |  |  | DIRECT BURIAL CABLES (SDT) | P | 2012.5 | 2415 | 2012.5 | 1610 | 4250 | 4250 | MFT | WIC204 | WI494
WIB472 | 0 | 0 | LK | 250MCM BARE COPPER WIRE |  |  |  |  | BARE COPPER | P | 11572.24 | 13886.69 | 10520.22 | 9220 | 11572.24 | 13669.34 | MFT | WIB472 | WI472
WIC106 | 0 | 19440 | LK | 4/0-3C CU W/GRND 600V ARMORED | CABLE DIRECT BURIAL |  |  |  | CLX OR TEK ARMORED CABLES | P | 37231.25 | 44677.5 | 32375 | 20020 | 37231.25 | 35000 | MFT | WIC106 | BORDER STATES 2306661
WIC106 | 0 | 19440 | LK | 4/0-3C CU W/GRND 600V ARMORED | CABLE DIRECT BURIAL |  |  |  | CLX OR TEK ARMORED CABLES | P | 37231.25 | 44677.5 | 32375 | 20020 | 37231.25 | 35000 | MFT | WIC106 | CLX
WIC106 | 0 | 19440 | LK | 4/0-3C CU W/GRND 600V ARMORED | CABLE DIRECT BURIAL |  |  |  | CLX OR TEK ARMORED CABLES | P | 37231.25 | 44677.5 | 32375 | 20020 | 37231.25 | 35000 | MFT | WIC106 | TEK
WIC106 | 0 | 19440 | LK | 4/0-3C CU W/GRND 600V ARMORED | CABLE DIRECT BURIAL |  |  |  | CLX OR TEK ARMORED CABLES | P | 37231.25 | 44677.5 | 32375 | 20020 | 37231.25 | 35000 | MFT | WIC106 | WI475
WIC106 | 0 | 19440 | LK | 4/0-3C CU W/GRND 600V ARMORED | CABLE DIRECT BURIAL |  |  |  | CLX OR TEK ARMORED CABLES | P | 37231.25 | 44677.5 | 32375 | 20020 | 37231.25 | 35000 | MFT | WIC106 | WIC116
WIC106 | 0 | 19440 | LK | 4/0-3C CU W/GRND 600V ARMORED | CABLE DIRECT BURIAL |  |  |  | CLX OR TEK ARMORED CABLES | P | 37231.25 | 44677.5 | 32375 | 20020 | 37231.25 | 35000 | MFT | WIC106 | XLK033
WIC104 | 0 | 7820.5903 | LK | 1/0-3C CU W/GRND 600V ARMORED | CABLE DIRECT BURIAL |  |  | HWC HW30710103 OR EQUAL | CLX OR TEK ARMORED CABLES | P | 16321.88 | 23546.25 | 17062.5 | 17000 | 19621.88 | 18000 | MFT | WIC104 | CLX
WIC104 | 0 | 7820.5903 | LK | 1/0-3C CU W/GRND 600V ARMORED | CABLE DIRECT BURIAL |  |  | HWC HW30710103 OR EQUAL | CLX OR TEK ARMORED CABLES | P | 16321.88 | 23546.25 | 17062.5 | 17000 | 19621.88 | 18000 | MFT | WIC104 | HWC HW307-10103
WIC104 | 0 | 7820.5903 | LK | 1/0-3C CU W/GRND 600V ARMORED | CABLE DIRECT BURIAL |  |  | HWC HW30710103 OR EQUAL | CLX OR TEK ARMORED CABLES | P | 16321.88 | 23546.25 | 17062.5 | 17000 | 19621.88 | 18000 | MFT | WIC104 | TEK
WIC104 | 0 | 7820.5903 | LK | 1/0-3C CU W/GRND 600V ARMORED | CABLE DIRECT BURIAL |  |  | HWC HW30710103 OR EQUAL | CLX OR TEK ARMORED CABLES | P | 16321.88 | 23546.25 | 17062.5 | 17000 | 19621.88 | 18000 | MFT | WIC104 | WI477
WIC104 | 0 | 7820.5903 | LK | 1/0-3C CU W/GRND 600V ARMORED | CABLE DIRECT BURIAL |  |  | HWC HW30710103 OR EQUAL | CLX OR TEK ARMORED CABLES | P | 16321.88 | 23546.25 | 17062.5 | 17000 | 19621.88 | 18000 | MFT | WIC104 | WIC120
WIC104 | 0 | 7820.5903 | LK | 1/0-3C CU W/GRND 600V ARMORED | CABLE DIRECT BURIAL |  |  | HWC HW30710103 OR EQUAL | CLX OR TEK ARMORED CABLES | P | 16321.88 | 23546.25 | 17062.5 | 17000 | 19621.88 | 18000 | MFT | WIC104 | XLK006
WIC104 | 0 | 7820.5903 | LK | 1/0-3C CU W/GRND 600V ARMORED | CABLE DIRECT BURIAL |  |  | HWC HW30710103 OR EQUAL | CLX OR TEK ARMORED CABLES | P | 16321.88 | 23546.25 | 17062.5 | 17000 | 19621.88 | 18000 | MFT | WIC104 | XLK510
WIC102 | 0 | 4844.7734 | LK | 2/3C CU W/GRND 600V ARMORED | CABLE DIRECT BURIAL |  |  |  | CLX OR TEK ARMORED CABLES | P | 12276.25 | 14731.5 | 10675 | 8180 | 12276.25 | 11680 | MFT | WIC102 | CLX
WIC102 | 0 | 4844.7734 | LK | 2/3C CU W/GRND 600V ARMORED | CABLE DIRECT BURIAL |  |  |  | CLX OR TEK ARMORED CABLES | P | 12276.25 | 14731.5 | 10675 | 8180 | 12276.25 | 11680 | MFT | WIC102 | TEK
WIC102 | 0 | 4844.7734 | LK | 2/3C CU W/GRND 600V ARMORED | CABLE DIRECT BURIAL |  |  |  | CLX OR TEK ARMORED CABLES | P | 12276.25 | 14731.5 | 10675 | 8180 | 12276.25 | 11680 | MFT | WIC102 | WI478
WIC102 | 0 | 4844.7734 | LK | 2/3C CU W/GRND 600V ARMORED | CABLE DIRECT BURIAL |  |  |  | CLX OR TEK ARMORED CABLES | P | 12276.25 | 14731.5 | 10675 | 8180 | 12276.25 | 11680 | MFT | WIC102 | WIC120
WIC102 | 0 | 4844.7734 | LK | 2/3C CU W/GRND 600V ARMORED | CABLE DIRECT BURIAL |  |  |  | CLX OR TEK ARMORED CABLES | P | 12276.25 | 14731.5 | 10675 | 8180 | 12276.25 | 11680 | MFT | WIC102 | XLK023
WIC100 | 0 | 0 | LK | 14/3C CU W/GRND 600V ARMORED | CABLE DIRECT BURIAL |  |  | ODONITE 546313003 OR EQUAL | CLX OR TEK ARMORED CABLES | P | 2323 | 2787.6 | 2020 | 1410 | 2323 | 2141.2 | MFT | WIC100 | 546-31-3003
WIC100 | 0 | 0 | LK | 14/3C CU W/GRND 600V ARMORED | CABLE DIRECT BURIAL |  |  | ODONITE 546313003 OR EQUAL | CLX OR TEK ARMORED CABLES | P | 2323 | 2787.6 | 2020 | 1410 | 2323 | 2141.2 | MFT | WIC100 | CLX
WIC100 | 0 | 0 | LK | 14/3C CU W/GRND 600V ARMORED | CABLE DIRECT BURIAL |  |  | ODONITE 546313003 OR EQUAL | CLX OR TEK ARMORED CABLES | P | 2323 | 2787.6 | 2020 | 1410 | 2323 | 2141.2 | MFT | WIC100 | DIRECT BURIAL
WIC100 | 0 | 0 | LK | 14/3C CU W/GRND 600V ARMORED | CABLE DIRECT BURIAL |  |  | ODONITE 546313003 OR EQUAL | CLX OR TEK ARMORED CABLES | P | 2323 | 2787.6 | 2020 | 1410 | 2323 | 2141.2 | MFT | WIC100 | OKONITR 546313003
WIC100 | 0 | 0 | LK | 14/3C CU W/GRND 600V ARMORED | CABLE DIRECT BURIAL |  |  | ODONITE 546313003 OR EQUAL | CLX OR TEK ARMORED CABLES | P | 2323 | 2787.6 | 2020 | 1410 | 2323 | 2141.2 | MFT | WIC100 | TEK
WIC100 | 0 | 0 | LK | 14/3C CU W/GRND 600V ARMORED | CABLE DIRECT BURIAL |  |  | ODONITE 546313003 OR EQUAL | CLX OR TEK ARMORED CABLES | P | 2323 | 2787.6 | 2020 | 1410 | 2323 | 2141.2 | MFT | WIC100 | WI480
WIC100 | 0 | 0 | LK | 14/3C CU W/GRND 600V ARMORED | CABLE DIRECT BURIAL |  |  | ODONITE 546313003 OR EQUAL | CLX OR TEK ARMORED CABLES | P | 2323 | 2787.6 | 2020 | 1410 | 2323 | 2141.2 | MFT | WIC100 | WIC154
WIC100 | 0 | 0 | LK | 14/3C CU W/GRND 600V ARMORED | CABLE DIRECT BURIAL |  |  | ODONITE 546313003 OR EQUAL | CLX OR TEK ARMORED CABLES | P | 2323 | 2787.6 | 2020 | 1410 | 2323 | 2141.2 | MFT | WIC100 | XLK143
WIB460 | 530 | 430.6944 | LK | #6 BARE COPPER WIRE |  |  |  | (315 foot/roll) | BARE COPPER | P | 1251.82 | 1502.19 | 1138.02 | 775 | 1296 | 1447.03 | MFT | WIB460 | AAH0610
WIB460 | 530 | 430.6944 | LK | #6 BARE COPPER WIRE |  |  |  | (315 foot/roll) | BARE COPPER | P | 1251.82 | 1502.19 | 1138.02 | 775 | 1296 | 1447.03 | MFT | WIB460 | WI460
WIB462 | 920 | 747.45 | LK | #4 BARE COPPER WIRE |  |  |  | (200 foot/roll) | BARE COPPER | P | 2162.82 | 2595.38 | 1966.2 | 1340 | 2162.82 | 2500.12 | MFT | WIB462 | AAH0710
WIB462 | 920 | 747.45 | LK | #4 BARE COPPER WIRE |  |  |  | (200 foot/roll) | BARE COPPER | P | 2162.82 | 2595.38 | 1966.2 | 1340 | 2162.82 | 2500.12 | MFT | WIB462 | WI462
WIB464 | 0 | 0 | LK | #2 BARE COPPER WIRE |  |  |  |  | BARE COPPER | P | 3237.52 | 3885.02 | 2943.2 | 2050 | 3237.52 | 3742.41 | MFT | WIB464 | WI464
WIB466 | 0 | 0 | LK | #1/0 BARE COPPER WIRE |  |  |  | (1000 foot/roll) | BARE COPPER | P | 4893.44 | 5872.13 | 4448.58 | 3900 | 4893.44 | 5656.54 | MFT | WIB466 | AAH1100
WIB466 | 0 | 0 | LK | #1/0 BARE COPPER WIRE |  |  |  | (1000 foot/roll) | BARE COPPER | P | 4893.44 | 5872.13 | 4448.58 | 3900 | 4893.44 | 5656.54 | MFT | WIB466 | WI466
WIB468 | 0 | 0 | LK | #2/0 BARE COPPER WIRE |  |  |  |  | BARE COPPER | P | 6156.48 | 7387.78 | 5596.8 | 4900 | 6156.48 | 7116.65 | MFT | WIB468 | WI468
WIB470 | 0 | 0 | LK | #4/0 BARE COPPER WIRE |  |  |  | BARE BARE-SD-4/0-19STR-CU | BARE COPPER | P | 9774.02 | 11728.82 | 8885.47 | 7790 | 9774.02 | 11298.31 | MFT | WIB470 | AAH1400
WIB470 | 0 | 0 | LK | #4/0 BARE COPPER WIRE |  |  |  | BARE BARE-SD-4/0-19STR-CU | BARE COPPER | P | 9774.02 | 11728.82 | 8885.47 | 7790 | 9774.02 | 11298.31 | MFT | WIB470 | WI470
WIA302 | 0 | 0 | LK | #2 CONCH ALUMINUM TRIPLEX | WIRE WITH ACSR NEUTRAL |  |  |  | TYPE URD ALUMINUM WIRE | P | 1952.5 | 2343 | 1775 | 1780 | 1518.29 | 2069.65 | MFT | WIA302 | WI440
WIA304 | 0 | 0 | LK | #1/0 NERITINA ALUMINUM TRIPLEX | WIRE WITH ACSR NEUTRAL |  |  |  | TYPE URD ALUMINUM WIRE | P | 2827.01 | 3392.41 | 2570.01 | 2570 | 0 | 2996.63 | MFT | WIA304 | WI442
WIA400 | 560 | 815.5385 | LK | #2-3 RAMAPO TYPE URD DIRECT | BURIAL ALUMINUM CABLE |  |  |  | TYPE URD ALUMINUM WIRE | P | 2311.84 | 2774.21 | 2101.67 | 2100 | 1620 | 2311.84 | MFT | WIA400 | WI450
WIA402 | 0 | 1548.7766 | LK | #1/0-3 BERGEN TYPE URD DIRECT | BURIAL ALUMINUM CABLE |  |  |  | TYPE URD ALUMINUM WIRE | P | 3045.17 | 3654.2 | 2768.34 | 2770 | 2499.43 | 3045.17 | MFT | WIA402 | WI451
WIA404 | 1039 | 1039 | LK | #2/0-3 HUNTER TYPE URD DIRECT | BURIAL ALUMINUM CABLE |  |  |  | TYPE URD ALUMINUM WIRE | P | 3611.67 | 4334 | 3283.34 | 3280 | 2019.82 | 3611.67 | MFT | WIA404 | WI452
WIA406 | 2499.28 | 1837.7287 | LK | #4/0-3 MONMOUTH TYPE URD | DIRECT BURIAL ALUMINUM CABLE |  |  |  | TYPE URD ALUMINUM WIRE | P | 6069.8 | 5058.17 | 4598.34 | 4598 | 3240 | 4598.34 | MFT | WIA406 | WI454
WIA406 | 2499.28 | 1837.7287 | LK | #4/0-3 MONMOUTH TYPE URD | DIRECT BURIAL ALUMINUM CABLE |  |  |  | TYPE URD ALUMINUM WIRE | P | 6069.8 | 5058.17 | 4598.34 | 4598 | 3240 | 4598.34 | MFT | WIA406 | XLK020
WIA406 | 2499.28 | 1837.7287 | LK | #4/0-3 MONMOUTH TYPE URD | DIRECT BURIAL ALUMINUM CABLE |  |  |  | TYPE URD ALUMINUM WIRE | P | 6069.8 | 5058.17 | 4598.34 | 4598 | 3240 | 4598.34 | MFT | WIA406 | XLK102
WIA108 | 0 | 0 | LK | 336 ACSR WIRE (MERLIN) |  |  |  |  | ACSR | P | 568.34 | 682.01 | 516.67 | 517 | 0 | 602.44 | CWT | WIA108 | WI410
WIA200 | 0 | 0 | LK | #4 HACKNEY ALUMINUM | WIRE WITH ACSR NEUTRAL | QUADRAPLEX |  |  | TYPE URD ALUMINUM WIRE | P | 2108.34 | 2530.01 | 1916.67 | 1920 | 1620 | 2234.84 | MFT | WIA200 | WI420
WIA202 | 0 | 0 | LK | #2 PALOMINO ALUMINUM | QUADRAPLEX WIRE WITH ACSR | NEUTRAL |  |  | TYPE URD ALUMINUM WIRE | P | 2658.34 | 3190.01 | 2416.67 | 2420 | 0 | 2817.84 | MFT | WIA202 | WI422
WIA204 | 0 | 0 | LK | #1/0 COSTENA ALUMINUM | QUADRAPLEX WIRE WITH ACSR | NEUTRAL |  |  | TYPE URD ALUMINUM WIRE | P | 3987.51 | 4785.01 | 3625.01 | 3630 | 0 | 4226.76 | MFT | WIA204 | WI424
WIA428 | 0 | 0 | LK | # 6 ALUMINUM TIE WIRE |  |  |  |  | ALUMINUM TIE WIRE | P | 9.99 | 11.99 | 9.99 | 9.99 | 0 | 10.35 | LB | WIA428 | WI428
WIA300 | 0 | 0 | LK | #4 PERIWINKLE ALUMINUM | TRIPLEX WIRE WITH ACSR | NEUTRAL |  |  | TYPE URD ALUMINUM WIRE | P | 1479.5 | 1775.4 | 1345 | 1350 | 1273.32 | 1568.27 | MFT | WIA300 | WI438
WIA102 | 0 | 0 | LK | #2 (6-1) ACSR WIRE (SPARROW) |  |  |  |  | ACSR | P | 542.66 | 651.19 | 493.33 | 444 | 0 | 575.22 | CWT | WIA102 | WI402
WIA104 | 0 | 0 | LK | #1/0 ACSR WIRE (RAVEN) |  |  |  |  | ACSR | P | 511.5 | 613.8 | 465 | 465 | 0 | 542.19 | CWT | WIA104 | WI404
WIA106 | 0 | 0 | LK | #4/0 ACSR WIRE (PENGUIN) |  |  |  |  | ACSR | P | 493.16 | 591.79 | 448.33 | 448 | 0 | 522.75 | CWT | WIA106 | WI408
WAS794 | 0.07 | 0.0706 | LK | 3/8" ZINC FLAT WASHER |  |  |  | BM 3/8X1 (70/lb) | ZINC PLATED FLAT WASHERS | P | 0.2 | 0.24 | 0.2 | 0.18 | 0.27 | 0.27 | EA | WAS794 | QAC0713
WAS794 | 0.07 | 0.0706 | LK | 3/8" ZINC FLAT WASHER |  |  |  | BM 3/8X1 (70/lb) | ZINC PLATED FLAT WASHERS | P | 0.2 | 0.24 | 0.2 | 0.18 | 0.27 | 0.27 | EA | WAS794 | WA794
WAS798 | 0 | 0 | LK | 1/2" ZINC FLAT WASHER |  |  | (26/LB) | BM 1/2X1-1/2 FLAT WASHER | ZINC PLATED FLAT WASHERS | P | 0.47 | 0.56 | 0.47 | 0.42 | 0.51 | 0.5 | EA | WAS798 | ANGELO BOLT FWUSS0080ZBB
WAS798 | 0 | 0 | LK | 1/2" ZINC FLAT WASHER |  |  | (26/LB) | BM 1/2X1-1/2 FLAT WASHER | ZINC PLATED FLAT WASHERS | P | 0.47 | 0.56 | 0.47 | 0.42 | 0.51 | 0.5 | EA | WAS798 | QAC0714
WAS798 | 0 | 0 | LK | 1/2" ZINC FLAT WASHER |  |  | (26/LB) | BM 1/2X1-1/2 FLAT WASHER | ZINC PLATED FLAT WASHERS | P | 0.47 | 0.56 | 0.47 | 0.42 | 0.51 | 0.5 | EA | WAS798 | WA798
WAS820 | 0.01 | 0.0285 | LK | 1/4" ZINC LOCK WASHER |  |  |  | FAST 1133618 (632/lb) | ZINC PLATED LOCK WASHERS | P | 0.07 | 0.08 | 0.07 | 0.06 | 0.22 | 0.22 | EA | WAS820 | DOTTIE LW14
WAS820 | 0.01 | 0.0285 | LK | 1/4" ZINC LOCK WASHER |  |  |  | FAST 1133618 (632/lb) | ZINC PLATED LOCK WASHERS | P | 0.07 | 0.08 | 0.07 | 0.06 | 0.22 | 0.22 | EA | WAS820 | PLATED LOCKWASHER
WAS820 | 0.01 | 0.0285 | LK | 1/4" ZINC LOCK WASHER |  |  |  | FAST 1133618 (632/lb) | ZINC PLATED LOCK WASHERS | P | 0.07 | 0.08 | 0.07 | 0.06 | 0.22 | 0.22 | EA | WAS820 | QAC0720
WAS820 | 0.01 | 0.0285 | LK | 1/4" ZINC LOCK WASHER |  |  |  | FAST 1133618 (632/lb) | ZINC PLATED LOCK WASHERS | P | 0.07 | 0.08 | 0.07 | 0.06 | 0.22 | 0.22 | EA | WAS820 | WA820
WAS820 | 0.01 | 0.0285 | LK | 1/4" ZINC LOCK WASHER |  |  |  | FAST 1133618 (632/lb) | ZINC PLATED LOCK WASHERS | P | 0.07 | 0.08 | 0.07 | 0.06 | 0.22 | 0.22 | EA | WAS820 | XLK061
WAS820 | 0.01 | 0.0285 | LK | 1/4" ZINC LOCK WASHER |  |  |  | FAST 1133618 (632/lb) | ZINC PLATED LOCK WASHERS | P | 0.07 | 0.08 | 0.07 | 0.06 | 0.22 | 0.22 | EA | WAS820 | XLK654
WAS822 | 0 | 0.08 | LK | 5/16" ZINC LOCK WASHER |  |  |  |  | ZINC PLATED LOCK WASHERS | P | 0.16 | 0.19 | 0.16 | 0.14 | 0.17 | 0.17 | EA | WAS822 | WA822
WAS824 | 0.04 | 0.0487 | LK | 3/8" ZINC LOCK WASHER |  |  |  | BM 3/8 SPLIT (168/lb) | ZINC PLATED LOCK WASHERS | P | 0.13 | 0.16 | 0.13 | 0.12 | 0.27 | 0.27 | EA | WAS824 | QAC0721
WAS824 | 0.04 | 0.0487 | LK | 3/8" ZINC LOCK WASHER |  |  |  | BM 3/8 SPLIT (168/lb) | ZINC PLATED LOCK WASHERS | P | 0.13 | 0.16 | 0.13 | 0.12 | 0.27 | 0.27 | EA | WAS824 | WA824
WAS828 | 0 | 0.17 | LK | 1/2" ZINC LOCK WASHER |  |  |  | FAST 1133626 | ZINC PLATED LOCK WASHERS | P | 0.23 | 0.28 | 0.23 | 0.21 | 0.32 | 0.24 | EA | WAS828 | ANGELO BOLT LWREG0080ZBB
WAS828 | 0 | 0.17 | LK | 1/2" ZINC LOCK WASHER |  |  |  | FAST 1133626 | ZINC PLATED LOCK WASHERS | P | 0.23 | 0.28 | 0.23 | 0.21 | 0.32 | 0.24 | EA | WAS828 | QAC0722
WAS828 | 0 | 0.17 | LK | 1/2" ZINC LOCK WASHER |  |  |  | FAST 1133626 | ZINC PLATED LOCK WASHERS | P | 0.23 | 0.28 | 0.23 | 0.21 | 0.32 | 0.24 | EA | WAS828 | WA828
WIA100 | 0 | 0 | LK | #4 (7-1) ACSR WIRE (SWANATE) |  |  |  |  | ACSR | P | 575.66 | 690.79 | 523.33 | 523 | 0 | 610.2 | CWT | WIA100 | WI399
WAS754 | 0.04 | 0.0487 | LK | 3/8" LOCK WASHER SS |  |  |  |  | STAINLESS STEEL LOCK WASHERS | P | 0.32 | 0.38 | 0.32 | 0.29 | 0.22 | 0.34 | EA | WAS754 | WA754
WAS758 | 0 | 0 | LK | 1/2" LOCK WASHER SS |  |  |  |  | STAINLESS STEEL LOCK WASHERS | P | 0.53 | 0.64 | 0.53 | 0.48 | 0 | 0.56 | EA | WAS758 | WA758
WAS770 | 0 | 0 | LK | 1/4" STAR WASHER SSS |  |  |  |  | STAINLESS STEEL STAR WASHERS | P | 0.18 | 0.22 | 0.18 | 0.16 | 0 | 0.19 | EA | WAS770 | WA770
WAS772 | 0 | 0 | LK | 3/8" STAR WASHER SS |  |  |  |  | STAINLESS STEEL STAR WASHERS | P | 0.32 | 0.38 | 0.32 | 0.29 | 0 | 0.34 | EA | WAS772 | WA772
WAS774 | 0 | 0 | LK | 1/2" STAR WASHER SS |  |  |  |  | STAINLESS STEEL STAR WASHERS | P | 0.53 | 0.64 | 0.53 | 0.48 | 0 | 0.56 | EA | WAS774 | WA774
WAS790 | 0.06 | 0.0343 | LK | 1/4" ZINC FLAT WASHER |  |  | BM 1/4X3/4 FLAT WASHER | BM 1/4-10 FLAT WASHER | ZINC PLATED FLAT WASHERS | P | 0.09 | 0.11 | 0.09 | 0.09 | 0.22 | 0.22 | EA | WAS790 | DOTTIE FW14
WAS790 | 0.06 | 0.0343 | LK | 1/4" ZINC FLAT WASHER |  |  | BM 1/4X3/4 FLAT WASHER | BM 1/4-10 FLAT WASHER | ZINC PLATED FLAT WASHERS | P | 0.09 | 0.11 | 0.09 | 0.09 | 0.22 | 0.22 | EA | WAS790 | PLATED FLAT WASHER
WAS790 | 0.06 | 0.0343 | LK | 1/4" ZINC FLAT WASHER |  |  | BM 1/4X3/4 FLAT WASHER | BM 1/4-10 FLAT WASHER | ZINC PLATED FLAT WASHERS | P | 0.09 | 0.11 | 0.09 | 0.09 | 0.22 | 0.22 | EA | WAS790 | QAC0710
WAS790 | 0.06 | 0.0343 | LK | 1/4" ZINC FLAT WASHER |  |  | BM 1/4X3/4 FLAT WASHER | BM 1/4-10 FLAT WASHER | ZINC PLATED FLAT WASHERS | P | 0.09 | 0.11 | 0.09 | 0.09 | 0.22 | 0.22 | EA | WAS790 | QAC0712
WAS790 | 0.06 | 0.0343 | LK | 1/4" ZINC FLAT WASHER |  |  | BM 1/4X3/4 FLAT WASHER | BM 1/4-10 FLAT WASHER | ZINC PLATED FLAT WASHERS | P | 0.09 | 0.11 | 0.09 | 0.09 | 0.22 | 0.22 | EA | WAS790 | WA790
WAS792 | 0 | 0.11 | LK | 5/16" ZINC FLAT WASHER |  |  | FAST 1133006 | (82/lb) | ZINC PLATED FLAT WASHERS | P | 0.17 | 0.2 | 0.17 | 0.15 | 0.22 | 0.22 | EA | WAS792 | QAC0715
WAS792 | 0 | 0.11 | LK | 5/16" ZINC FLAT WASHER |  |  | FAST 1133006 | (82/lb) | ZINC PLATED FLAT WASHERS | P | 0.17 | 0.2 | 0.17 | 0.15 | 0.22 | 0.22 | EA | WAS792 | WA792
WAR706 | 0 | 0 | LK | 4 X 2" R.E. WASHER |  |  |  |  | REDUCING WASHERS | P | 5849.23 | 7019.08 | 4679.39 | 3744 | 0 | 5441.15 | C | WAR706 | WA706
WAR708 | 0 | 0 | LK | 4 X 2-1/2" R.E. WASHER |  |  |  |  | REDUCING WASHERS | P | 6075.02 | 7290.02 | 4860.02 | 3888 | 0 | 5651.18 | C | WAR708 | WA708
WAR710 | 0 | 1061 | LK | 4 X 3" R.E. WASHER |  |  |  |  | REDUCING WASHERS | P | 6303.61 | 7564.33 | 5042.89 | 4034 | 4863.82 | 4863.82 | C | WAR710 | WA710
WAS730 | 0 | 0.03 | LK | 1/4" FLAT WASHER SS |  |  |  |  | STAINLESS STEEL FLAT WASHERS | P | 0.18 | 0.22 | 0.18 | 0.16 | 0.24 | 0.19 | EA | WAS730 | WA730
WAS734 | 0 | 0.0651 | LK | 3/8" FLAT WASHER SS |  |  |  |  | STAINLESS STEEL FLAT WASHERS | P | 0.32 | 0.38 | 0.32 | 0.29 | 0.19 | 0.34 | EA | WAS734 | WA734
WAS738 | 0 | 1.67 | LK | 1/2" FLAT WASHER SS |  |  |  |  | STAINLESS STEEL FLAT WASHERS | P | 0.53 | 0.64 | 0.53 | 0.48 | 0 | 0.56 | EA | WAS738 | WA738
WAS750 | 0.02 | 0.0541 | LK | 1/4" LOCK WASHER SS |  |  |  |  | STAINLESS STEEL LOCK WASHERS | P | 0.18 | 0.22 | 0.18 | 0.16 | 0.22 | 0.19 | EA | WAS750 | WA750
WAR694 | 139 | 138.5205 | LK | 3 X 1-1/2" R.E. WASHER |  |  |  |  | REDUCING WASHERS | P | 762.62 | 915.14 | 610.1 | 488 | 270.22 | 709.42 | C | WAR694 | WA694
WAR696 | 139 | 138.5161 | LK | 3 X 2" R.E. WASHER |  |  |  | STC WA186 | REDUCING WASHERS | P | 792.3 | 950.76 | 633.84 | 507 | 270.22 | 737.03 | C | WAR696 | QAC0748
WAR696 | 139 | 138.5161 | LK | 3 X 2" R.E. WASHER |  |  |  | STC WA186 | REDUCING WASHERS | P | 792.3 | 950.76 | 633.84 | 507 | 270.22 | 737.03 | C | WAR696 | WA696
WAR698 | 0 | 0 | LK | 3-1/2 X 2" R.E. WASHER |  |  |  |  | REDUCING WASHERS | P | 3644.16 | 4372.99 | 2915.33 | 2332 | 0 | 3389.92 | C | WAR698 | WA698
WAR700 | 0 | 244 | LK | 3-1/2 X 2-1/2" RE WASHER |  |  |  |  | REDUCING WASHERS | P | 3784.41 | 4541.29 | 3027.53 | 2422 | 475.2 | 3520.38 | C | WAR700 | WA700
WAR702 | 0 | 0 | LK | 4 X 1-1/4" RE WASHER |  |  |  |  | REDUCING WASHERS | P | 5849.23 | 7019.08 | 4679.39 | 3744 | 0 | 5441.15 | C | WAR702 | WA702
WAR704 | 0 | 0 | LK | 4 X 1-1/2" R.E. WASHER |  |  |  |  | REDUCING WASHERS | P | 5849.23 | 7019.08 | 4679.39 | 3744 | 0 | 5441.15 | C | WAR704 | WA704
WAR682 | 109 | 109 | LK | 2-1/2 X 1" RE WASHER |  |  |  |  | REDUCING WASHERS | P | 576.38 | 691.66 | 461.11 | 369 | 211.9 | 533.17 | C | WAR682 | WA682
WAR684 | 109 | 109 | LK | 2-1/2 X 1-1/4" RE WASHER |  |  |  |  | REDUCING WASHERS | P | 598.92 | 718.7 | 479.14 | 383 | 211.9 | 557.14 | C | WAR684 | WA684
WAR686 | 79.61 | 79.61 | LK | 2-1/2 X 1-1/2" RE WASHER |  |  |  |  | REDUCING WASHERS | P | 621.17 | 745.4 | 496.94 | 398 | 154.76 | 577.84 | C | WAR686 | WA686
WAR688 | 109 | 109 | LK | 2-1/2 X 2" R.E. WASHER |  |  |  |  | REDUCING WASHERS | P | 646.22 | 775.46 | 516.98 | 414 | 211.9 | 601.14 | C | WAR688 | WA688
WAR690 | 139 | 138.5217 | LK | 3 X 1" R.E. WASHER |  |  |  |  | REDUCING WASHERS | P | 734.85 | 881.82 | 587.88 | 470 | 270.22 | 683.58 | C | WAR690 | WA690
WAR692 | 139 | 138.505 | LK | 3 X 1-1/4" R.E. WASHER |  |  |  |  | REDUCING WASHERS | P | 734.85 | 881.82 | 587.88 | 470 | 270.22 | 683.58 | C | WAR692 | WA692
WAR670 | 0 | 0 | LK | 2 X 1/2" R.E. WASHER |  |  |  |  | REDUCING WASHERS | P | 398.52 | 478.22 | 318.82 | 255 | 0 | 370.72 | C | WAR670 | WA670
WAR672 | 73 | 72.3333 | LK | 2 X 3/4" R.E. WASHER |  |  |  |  | REDUCING WASHERS | P | 354.93 | 425.92 | 283.95 | 227 | 141.91 | 330.18 | C | WAR672 | WA672
WAR674 | 66 | 65.1017 | LK | 2 X 1" R.E. WASHER |  |  |  |  | REDUCING WASHERS | P | 326.8 | 392.16 | 261.44 | 209 | 128.3 | 304 | C | WAR674 | WA674
WAR676 | 66 | 65.0891 | LK | 2 X 1-1/4" R.E. WASHER |  |  |  |  | REDUCING WASHERS | P | 339.5 | 407.4 | 271.6 | 217 | 128.3 | 315.82 | C | WAR676 | WA676
WAR678 | 66 | 65.7612 | LK | 2 X 1-1/2" R.E. WASHER |  |  |  |  | REDUCING WASHERS | P | 340.33 | 408.4 | 280.98 | 225 | 162 | 326.72 | C | WAR678 | WA678
WAR680 | 0 | 0 | LK | 2-1/2 X 1/2" R.E. WASHER |  |  |  |  | REDUCING WASHERS | P | 576.38 | 691.66 | 461.11 | 369 | 0 | 536.17 | C | WAR680 | WA680
WAR658 | 24.08 | 43 | LK | 1-1/4 X 3/4" R.E. WASHER |  |  |  |  | REDUCING WASHERS | P | 202 | 242.4 | 161.6 | 129 | 86 | 187.91 | C | WAR658 | WA658
WAR660 | 30.69 | 43 | LK | 1-1/4 X 1" R.E. WASHER |  |  |  |  | REDUCING WASHERS | P | 209.11 | 250.93 | 167.29 | 134 | 59.66 | 194.52 | C | WAR660 | WA660
WAR662 | 0 | 0 | LK | 1-1/2 X 1/2" R.E. WASHER |  |  |  |  | REDUCING WASHERS | P | 255.77 | 306.92 | 204.62 | 164 | 0 | 237.94 | C | WAR662 | WA662
WAR664 | 53 | 52.8462 | LK | 1-1/2 X 3/4" R.E. WASHER |  |  |  |  | REDUCING WASHERS | P | 255.77 | 306.92 | 204.62 | 164 | 103.03 | 237.94 | C | WAR664 | WA664
WAR666 | 52 | 51.39 | LK | 1-1/2 X 1" R.E. WASHER |  |  |  |  | REDUCING WASHERS | P | 243.11 | 291.73 | 194.49 | 156 | 101.09 | 226.15 | C | WAR666 | WA666
WAR668 | 0 | 14.7222 | LK | 1-1/2 X 1-1/4" RE WASHER |  |  |  |  | REDUCING WASHERS | P | 253.6 | 304.32 | 202.88 | 162 | 159.3 | 235.91 | C | WAR668 | WA668
WAS634 | 0 | 0 | LK | 5/8" DOUBLE COIL LOCKWASHER |  |  |  |  | DOUBLE COIL LOCKWASHERS | P | 37.5 | 45 | 37.5 | 38 | 0 | 39.75 | C | WAS634 | WA634
WAS636 | 0 | 0 | LK | 3/4" DOUBLE COIL LOCKWASHER |  |  |  |  | DOUBLE COIL LOCKWASHERS | P | 76 | 91.2 | 76 | 76 | 0 | 80.56 | C | WAS636 | WA636
WAR650 | 11 | 11.452 | LK | 3/4 X 1/2" R.E. WASHER |  |  |  | FAST 0700646 | REDUCING WASHERS | P | 60.57 | 72.68 | 48.46 | 39 | 54 | 56.36 | C | WAR650 | QAC0741
WAR650 | 11 | 11.452 | LK | 3/4 X 1/2" R.E. WASHER |  |  |  | FAST 0700646 | REDUCING WASHERS | P | 60.57 | 72.68 | 48.46 | 39 | 54 | 56.36 | C | WAR650 | WA650
WAR652 | 24 | 21.959 | LK | 1 X 1/2" R.E. WASHER |  |  |  |  | REDUCING WASHERS | P | 117.98 | 141.58 | 94.39 | 76 | 46.66 | 109.75 | C | WAR652 | WA652
WAR654 | 24 | 21.5 | LK | 1 X 3/4" R.E. WASHER |  |  |  | FAST 0700648 | REDUCING WASHERS | P | 111.87 | 134.24 | 89.5 | 72 | 50.76 | 104.06 | C | WAR654 | QAC0743
WAR654 | 24 | 21.5 | LK | 1 X 3/4" R.E. WASHER |  |  |  | FAST 0700648 | REDUCING WASHERS | P | 111.87 | 134.24 | 89.5 | 72 | 50.76 | 104.06 | C | WAR654 | WA654
WAR654 | 24 | 21.5 | LK | 1 X 3/4" R.E. WASHER |  |  |  | FAST 0700648 | REDUCING WASHERS | P | 111.87 | 134.24 | 89.5 | 72 | 50.76 | 104.06 | C | WAR654 | X;L229
WAR656 | 25.73 | 20.7857 | LK | 1-1/4 X 1/2" R.E. WASHER |  |  |  |  | REDUCING WASHERS | P | 208.54 | 250.25 | 166.83 | 133 | 50.01 | 163.35 | C | WAR656 | WA656
WAS604 | 12.5 | 12.5 | LK | 5/8" ROUND, GALVANIZED, FLAT | WASHER 6805 |  |  |  | GALVANIZED ROUND WASHERS | P | 40.25 | 48.3 | 35 | 35 | 24.3 | 40.25 | C | WAS604 | WA604
WAS614 | 0 | 63.5229 | LK | 2-1/4" GALVANIZED SQUARE | WASHER |  |  | CHN 6813 (250/box)(5/lb) | SQUARE WASHERS | P | 59.8 | 71.76 | 52 | 52 | 140.4 | 140.4 | C | WAS614 | RAB0031
WAS614 | 0 | 63.5229 | LK | 2-1/4" GALVANIZED SQUARE | WASHER |  |  | CHN 6813 (250/box)(5/lb) | SQUARE WASHERS | P | 59.8 | 71.76 | 52 | 52 | 140.4 | 140.4 | C | WAS614 | WA614
WAS618 | 0 | 0 | LK | 3" GALVANIZED SQUARE, CURVED | WASHER |  |  |  | CURVED WASHERS | P | 170.2 | 204.24 | 148 | 148 | 0 | 175.36 | C | WAS618 | WA618
WAS620 | 0 | 0.4275 | LK | 4" GALVANIZED SQUARE CURVED | WASHER |  |  |  | CURVED WASHERS | P | 3.61 | 4.33 | 3.61 | 2.57 | 0.83 | 2.85 | EA | WAS620 | WA620
WAS630 | 0 | 0 | LK | 3/8" DOUBLE COIL LOCKWASHER |  |  |  |  | DOUBLE COIL LOCKWASHERS | P | 21 | 25.2 | 21 | 21 | 7.4 | 30.08 | C | WAS630 | WA630
WAS632 | 0 | 0 | LK | 1/2" DOUBLE COIL LOCKWASHER |  |  |  |  | DOUBLE COIL LOCKWASHERS | P | 28.5 | 34.2 | 28.5 | 29 | 0 | 30.21 | C | WAS632 | WA632
VAL404 | 0 | 0 | LK | SOLENOID VALVE WITHOUT | OVERRIDE, 75# |  |  |  | SOLENOID VALVES | P | 139.97 | 167.96 | 139.97 | 125.97 | 0 | 161.82 | EA | VAL404 | VA404
VAL410 | 0 | 44.8167 | LK | 1/2" BALL VALVE, SS |  |  |  |  | VALVES | P | 36.09 | 43.31 | 36.09 | 32.48 | 98.63 | 98.63 | EA | VAL410 | VA410
VAR430 | 0 | 0 | LK | #V130 VARISTOR 130V | METAL OXIDE |  |  |  | VARISTOR | P | 4.78 | 5.74 | 4.78 | 4.3 | 0 | 5.07 | EA | VAR430 | VA430
WAS600 | 0 | 7.06 | LK | 3/8" ROUND, GALVANIZED, FLAT | WASHER 6801 |  |  |  | GALVANIZED ROUND WASHERS | P | 24.15 | 28.98 | 21 | 21 | 0 | 37.14 | C | WAS600 | WA600
WAS602 | 0 | 0 | LK | 1/2" ROUND, GALVANIZED, FLAT | WASHER 6803 |  |  |  | GALVANIZED ROUND WASHERS | P | 27.6 | 33.12 | 24 | 24 | 32.4 | 32.4 | C | WAS602 | WA602
UNI644 | 161.28 | 240.8525 | LK | 4" UNISTRUT CLAMP |  |  |  | BLS B2017-4 OR EQUAL | UNISTRUT PRODUCTS | P | 1794.72 | 2153.66 | 1121.7 | 673 | 448.2 | 1829.22 | C | UNI644 | BAP1000
UNI644 | 161.28 | 240.8525 | LK | 4" UNISTRUT CLAMP |  |  |  | BLS B2017-4 OR EQUAL | UNISTRUT PRODUCTS | P | 1794.72 | 2153.66 | 1121.7 | 673 | 448.2 | 1829.22 | C | UNI644 | UN644
UNI647 | 0 | 314.64 | LK | 6" UNISTRUT CLAMP |  |  |  |  | UNISTRUT PRODUCTS | P | 9981.23 | 11977.48 | 6238.27 | 3743 | 0 | 10173.17 | C | UNI647 | UN647
UNI648 | 134 | 101.8622 | LK | 1/4" UNISTRUT SPRING NUT |  |  |  | BLS TN224-1/4-ZN (20/bag) | UNISTRUT PRODUCTS | P | 320 | 384 | 355.49 | 213 | 307.8 | 320 | C | UNI648 | BAP0020
UNI648 | 134 | 101.8622 | LK | 1/4" UNISTRUT SPRING NUT |  |  |  | BLS TN224-1/4-ZN (20/bag) | UNISTRUT PRODUCTS | P | 320 | 384 | 355.49 | 213 | 307.8 | 320 | C | UNI648 | UN648
UNI652 | 59.28 | 93.04 | LK | 3/8" UNISTRUT SPRING NUT |  |  |  | BLS TN228-3/8-ZN (10/bag) | UNISTRUT PRODUCTS | P | 371.32 | 445.58 | 371.32 | 223 | 415.8 | 415.8 | C | UNI652 | BAP0022
UNI652 | 59.28 | 93.04 | LK | 3/8" UNISTRUT SPRING NUT |  |  |  | BLS TN228-3/8-ZN (10/bag) | UNISTRUT PRODUCTS | P | 371.32 | 445.58 | 371.32 | 223 | 415.8 | 415.8 | C | UNI652 | UN652
UNI654 | 57.03 | 77.0667 | LK | 1/2" UNISTRUT SPRING NUT |  |  |  | BLINE N225ZN1/2;PWRS PSRS1/2EG | UNISTRUT PRODUCTS | P | 413.98 | 496.78 | 413.98 | 248 | 335.33 | 438.82 | C | UNI654 | BLINE N225-ZN-1/2
UNI654 | 57.03 | 77.0667 | LK | 1/2" UNISTRUT SPRING NUT |  |  |  | BLINE N225ZN1/2;PWRS PSRS1/2EG | UNISTRUT PRODUCTS | P | 413.98 | 496.78 | 413.98 | 248 | 335.33 | 438.82 | C | UNI654 | POWERSTRUT PS-RS-1/2-EG
UNI654 | 57.03 | 77.0667 | LK | 1/2" UNISTRUT SPRING NUT |  |  |  | BLINE N225ZN1/2;PWRS PSRS1/2EG | UNISTRUT PRODUCTS | P | 413.98 | 496.78 | 413.98 | 248 | 335.33 | 438.82 | C | UNI654 | SUPER STRUT A100-1/2
UNI654 | 57.03 | 77.0667 | LK | 1/2" UNISTRUT SPRING NUT |  |  |  | BLINE N225ZN1/2;PWRS PSRS1/2EG | UNISTRUT PRODUCTS | P | 413.98 | 496.78 | 413.98 | 248 | 335.33 | 438.82 | C | UNI654 | UN654
VAL400 | 0 | 0 | LK | SOLENOID VALVE WITH | OVERRIDE, 75# |  |  |  | SOLENOID VALVES | P | 194.37 | 233.25 | 176.7 | 143.58 | 169.1 | 184.43 | EA | VAL400 | VA400
UNI620 | 83 | 91.98 | LK | 1" UNISTRUT CLAMP |  |  |  | BLS B2010-1 | UNISTRUT PRODUCTS | P | 717.2 | 860.64 | 448.25 | 269 | 199.8 | 760.23 | C | UNI620 | BAP0300
UNI620 | 83 | 91.98 | LK | 1" UNISTRUT CLAMP |  |  |  | BLS B2010-1 | UNISTRUT PRODUCTS | P | 717.2 | 860.64 | 448.25 | 269 | 199.8 | 760.23 | C | UNI620 | BAP0301
UNI620 | 83 | 91.98 | LK | 1" UNISTRUT CLAMP |  |  |  | BLS B2010-1 | UNISTRUT PRODUCTS | P | 717.2 | 860.64 | 448.25 | 269 | 199.8 | 760.23 | C | UNI620 | BLS B2003-1
UNI620 | 83 | 91.98 | LK | 1" UNISTRUT CLAMP |  |  |  | BLS B2010-1 | UNISTRUT PRODUCTS | P | 717.2 | 860.64 | 448.25 | 269 | 199.8 | 760.23 | C | UNI620 | UN620
UNI624 | 93 | 102.9387 | LK | 1 1/4" UNISTRUT CLAMP |  |  |  | BLS B2011-1-1/4 OR EQUAL | UNISTRUT PRODUCTS | P | 1250.24 | 1500.29 | 781.4 | 469 | 226.8 | 1274.26 | C | UNI624 | BAP0400
UNI624 | 93 | 102.9387 | LK | 1 1/4" UNISTRUT CLAMP |  |  |  | BLS B2011-1-1/4 OR EQUAL | UNISTRUT PRODUCTS | P | 1250.24 | 1500.29 | 781.4 | 469 | 226.8 | 1274.26 | C | UNI624 | UN624
UNI628 | 114 | 126.6071 | LK | 1 1/2" UNISTRUT CLAMP |  |  |  | BLS B2005-1-1/2 OR EQUAL | UNISTRUT PRODUCTS | P | 1097.68 | 1317.22 | 686.05 | 412 | 243 | 1118.77 | C | UNI628 | BAP0501
UNI628 | 114 | 126.6071 | LK | 1 1/2" UNISTRUT CLAMP |  |  |  | BLS B2005-1-1/2 OR EQUAL | UNISTRUT PRODUCTS | P | 1097.68 | 1317.22 | 686.05 | 412 | 243 | 1118.77 | C | UNI628 | UN628
UNI632 | 125 | 137.3038 | LK | 2" UNISTRUT CLAMP |  |  |  | BLS B2013-2 OR EQUAL | UNISTRUT PRODUCTS | P | 1078.56 | 1294.27 | 674.1 | 404 | 243 | 1143.27 | C | UNI632 | BAP0600
UNI632 | 125 | 137.3038 | LK | 2" UNISTRUT CLAMP |  |  |  | BLS B2013-2 OR EQUAL | UNISTRUT PRODUCTS | P | 1078.56 | 1294.27 | 674.1 | 404 | 243 | 1143.27 | C | UNI632 | PIPE HANGAR
UNI632 | 125 | 137.3038 | LK | 2" UNISTRUT CLAMP |  |  |  | BLS B2013-2 OR EQUAL | UNISTRUT PRODUCTS | P | 1078.56 | 1294.27 | 674.1 | 404 | 243 | 1143.27 | C | UNI632 | PIPE HANGER
UNI632 | 125 | 137.3038 | LK | 2" UNISTRUT CLAMP |  |  |  | BLS B2013-2 OR EQUAL | UNISTRUT PRODUCTS | P | 1078.56 | 1294.27 | 674.1 | 404 | 243 | 1143.27 | C | UNI632 | STL CTY 6H5B
UNI632 | 125 | 137.3038 | LK | 2" UNISTRUT CLAMP |  |  |  | BLS B2013-2 OR EQUAL | UNISTRUT PRODUCTS | P | 1078.56 | 1294.27 | 674.1 | 404 | 243 | 1143.27 | C | UNI632 | UN632
UNI632 | 125 | 137.3038 | LK | 2" UNISTRUT CLAMP |  |  |  | BLS B2013-2 OR EQUAL | UNISTRUT PRODUCTS | P | 1078.56 | 1294.27 | 674.1 | 404 | 243 | 1143.27 | C | UNI632 | XLK674
UNI636 | 101.22 | 155.6964 | LK | 2 1/2" UNISTUT CLAMP |  |  |  | BLS B2014-2-1/2 OR EQUAL | UNISTRUT PRODUCTS | P | 1236.8 | 1484.16 | 773 | 464 | 297 | 1311.01 | C | UNI636 | BAP0700
UNI636 | 101.22 | 155.6964 | LK | 2 1/2" UNISTUT CLAMP |  |  |  | BLS B2014-2-1/2 OR EQUAL | UNISTRUT PRODUCTS | P | 1236.8 | 1484.16 | 773 | 464 | 297 | 1311.01 | C | UNI636 | UN636
UNI640 | 167 | 181.7167 | LK | 3" UNISTRUT CLAMP |  |  |  | BLS B2015-3 OR EQUAL | UNISTRUT PRODUCTS | P | 1380.48 | 1656.58 | 862.8 | 518 | 324 | 1407 | C | UNI640 | BAP0800
UNI640 | 167 | 181.7167 | LK | 3" UNISTRUT CLAMP |  |  |  | BLS B2015-3 OR EQUAL | UNISTRUT PRODUCTS | P | 1380.48 | 1656.58 | 862.8 | 518 | 324 | 1407 | C | UNI640 | BLINE B2015
UNI640 | 167 | 181.7167 | LK | 3" UNISTRUT CLAMP |  |  |  | BLS B2015-3 OR EQUAL | UNISTRUT PRODUCTS | P | 1380.48 | 1656.58 | 862.8 | 518 | 324 | 1407 | C | UNI640 | CADDY XK485I
UNI640 | 167 | 181.7167 | LK | 3" UNISTRUT CLAMP |  |  |  | BLS B2015-3 OR EQUAL | UNISTRUT PRODUCTS | P | 1380.48 | 1656.58 | 862.8 | 518 | 324 | 1407 | C | UNI640 | UN640
TYR430 | 5.73 | 34.9441 | LK | TYRAP MOUNTING BASE |  |  |  | THM TC5345A (100/bag) | TY-RAP (CABLE-TIES) | P | 127.89 | 153.47 | 102.31 | 92.08 | 167.4 | 167.4 | C | TYR430 | FAG0000
TYR430 | 5.73 | 34.9441 | LK | TYRAP MOUNTING BASE |  |  |  | THM TC5345A (100/bag) | TY-RAP (CABLE-TIES) | P | 127.89 | 153.47 | 102.31 | 92.08 | 167.4 | 167.4 | C | TYR430 | TY430
UNI600 | 133.05 | 190.6 | LK | 1 5/8 X1 5/8" UNISTRUT CHANNE | SLOTTED OR SOLID |  |  | BLS B22SGALV10 | UNISTRUT PRODUCTS | P | 1149 | 1378.8 | 919.2 | 552 | 486 | 1217.94 | C | UNI600 | BAP0004
UNI600 | 133.05 | 190.6 | LK | 1 5/8 X1 5/8" UNISTRUT CHANNE | SLOTTED OR SOLID |  |  | BLS B22SGALV10 | UNISTRUT PRODUCTS | P | 1149 | 1378.8 | 919.2 | 552 | 486 | 1217.94 | C | UNI600 | POWERSTRUT SOLID PS20010PG
UNI600 | 133.05 | 190.6 | LK | 1 5/8 X1 5/8" UNISTRUT CHANNE | SLOTTED OR SOLID |  |  | BLS B22SGALV10 | UNISTRUT PRODUCTS | P | 1149 | 1378.8 | 919.2 | 552 | 486 | 1217.94 | C | UNI600 | UN600
UNI600 | 133.05 | 190.6 | LK | 1 5/8 X1 5/8" UNISTRUT CHANNE | SLOTTED OR SOLID |  |  | BLS B22SGALV10 | UNISTRUT PRODUCTS | P | 1149 | 1378.8 | 919.2 | 552 | 486 | 1217.94 | C | UNI600 | UNI598
UNI604 | 102.38 | 157.65 | LK | 5/8" X1 5/8" SHALLOW CHANNEL | SLOTTED OR SOLID |  |  | BLS B52SGALV10 | UNISTRUT PRODUCTS | P | 432 | 518.4 | 360 | 484 | 432 | 534 | C | UNI604 | BAP0005
UNI604 | 102.38 | 157.65 | LK | 5/8" X1 5/8" SHALLOW CHANNEL | SLOTTED OR SOLID |  |  | BLS B52SGALV10 | UNISTRUT PRODUCTS | P | 432 | 518.4 | 360 | 484 | 432 | 534 | C | UNI604 | UN604
UNI604 | 102.38 | 157.65 | LK | 5/8" X1 5/8" SHALLOW CHANNEL | SLOTTED OR SOLID |  |  | BLS B52SGALV10 | UNISTRUT PRODUCTS | P | 432 | 518.4 | 360 | 484 | 432 | 534 | C | UNI604 | UNI596
UNI608 | 0 | 501.7 | LK | 1 5/8" BACK TO BACK | GALV UNISTRUT CHANNEL |  |  | BLS B22SGALV10 | UNISTRUT PRODUCTS | P | 1192.8 | 1431.36 | 994 | 1755 | 702 | 1192.8 | C | UNI608 | BAP0002
UNI608 | 0 | 501.7 | LK | 1 5/8" BACK TO BACK | GALV UNISTRUT CHANNEL |  |  | BLS B22SGALV10 | UNISTRUT PRODUCTS | P | 1192.8 | 1431.36 | 994 | 1755 | 702 | 1192.8 | C | UNI608 | UN608
UNI612 | 69 | 77.4328 | LK | 1/2" UNISTRUT CLAMP |  |  |  | BLS B2008-1/2 OR EQUAL | UNISTRUT PRODUCTS | P | 594.96 | 713.95 | 371.85 | 223 | 145.8 | 630.66 | C | UNI612 | BAP0100
UNI612 | 69 | 77.4328 | LK | 1/2" UNISTRUT CLAMP |  |  |  | BLS B2008-1/2 OR EQUAL | UNISTRUT PRODUCTS | P | 594.96 | 713.95 | 371.85 | 223 | 145.8 | 630.66 | C | UNI612 | PIPE HANGAR
UNI612 | 69 | 77.4328 | LK | 1/2" UNISTRUT CLAMP |  |  |  | BLS B2008-1/2 OR EQUAL | UNISTRUT PRODUCTS | P | 594.96 | 713.95 | 371.85 | 223 | 145.8 | 630.66 | C | UNI612 | PIPE HANGER
UNI612 | 69 | 77.4328 | LK | 1/2" UNISTRUT CLAMP |  |  |  | BLS B2008-1/2 OR EQUAL | UNISTRUT PRODUCTS | P | 594.96 | 713.95 | 371.85 | 223 | 145.8 | 630.66 | C | UNI612 | STL CTY 6H0B
UNI612 | 69 | 77.4328 | LK | 1/2" UNISTRUT CLAMP |  |  |  | BLS B2008-1/2 OR EQUAL | UNISTRUT PRODUCTS | P | 594.96 | 713.95 | 371.85 | 223 | 145.8 | 630.66 | C | UNI612 | UN612
UNI612 | 69 | 77.4328 | LK | 1/2" UNISTRUT CLAMP |  |  |  | BLS B2008-1/2 OR EQUAL | UNISTRUT PRODUCTS | P | 594.96 | 713.95 | 371.85 | 223 | 145.8 | 630.66 | C | UNI612 | XLK271
UNI612 | 69 | 77.4328 | LK | 1/2" UNISTRUT CLAMP |  |  |  | BLS B2008-1/2 OR EQUAL | UNISTRUT PRODUCTS | P | 594.96 | 713.95 | 371.85 | 223 | 145.8 | 630.66 | C | UNI612 | XLK275
UNI616 | 73 | 80.6717 | LK | 3/4" UNISTRUT CLAMP |  |  |  | BLS B2009-3/4 | UNISTRUT PRODUCTS | P | 626.32 | 751.58 | 391.45 | 235 | 162 | 663.9 | C | UNI616 | 6H1B STL CTY
UNI616 | 73 | 80.6717 | LK | 3/4" UNISTRUT CLAMP |  |  |  | BLS B2009-3/4 | UNISTRUT PRODUCTS | P | 626.32 | 751.58 | 391.45 | 235 | 162 | 663.9 | C | UNI616 | BAP0200
UNI616 | 73 | 80.6717 | LK | 3/4" UNISTRUT CLAMP |  |  |  | BLS B2009-3/4 | UNISTRUT PRODUCTS | P | 626.32 | 751.58 | 391.45 | 235 | 162 | 663.9 | C | UNI616 | PIPE HANGAR
UNI616 | 73 | 80.6717 | LK | 3/4" UNISTRUT CLAMP |  |  |  | BLS B2009-3/4 | UNISTRUT PRODUCTS | P | 626.32 | 751.58 | 391.45 | 235 | 162 | 663.9 | C | UNI616 | PIPE HANGER
UNI616 | 73 | 80.6717 | LK | 3/4" UNISTRUT CLAMP |  |  |  | BLS B2009-3/4 | UNISTRUT PRODUCTS | P | 626.32 | 751.58 | 391.45 | 235 | 162 | 663.9 | C | UNI616 | UN616
UNI616 | 73 | 80.6717 | LK | 3/4" UNISTRUT CLAMP |  |  |  | BLS B2009-3/4 | UNISTRUT PRODUCTS | P | 626.32 | 751.58 | 391.45 | 235 | 162 | 663.9 | C | UNI616 | XLK295
TRW578 | 0 | 0 | LK | 8" X 8" X 60" NEMA 3R | WIRING TROUGH |  |  |  | WIRING TROUGH | P | 543 | 651.6 | 452.5 | 316.75 | 0 | 542.89 | EA | TRW578 | TR578
TRW580 | 0 | 236.48 | LK | 8" X 8" X 72" NEMA 3R | WIRING TROUGH |  |  |  | WIRING TROUGH | P | 743.16 | 891.79 | 619.3 | 433.51 | 425.66 | 743.1 | EA | TRW580 | TR580
TRW581 | 0 | 336.19 | LK | 8" X 8" X 96" NEMA 3R | WIRING TROUGH |  |  |  | WIRING TROUGH | P | 919.92 | 1103.9 | 766.6 | 536.62 | 625 | 919.91 | EA | TRW581 | TR581
TYR400 | 0.01 | 0.0857 | LK | TY-RAP CABLE TIE SMALL | (3.6 TO 8"")) WHITE, |  |  | THM TY523M (100/bag) | TY-RAP (CABLE-TIES) | P | 0.74 | 0.89 | 0.59 | 0.53 | 0.54 | 0.78 | EA | TYR400 | TY400
TYR404 | 0.1 | 0.1516 | LK | TY-RAP CABLE TIE MEDIUM |  |  |  | THM TY525MX | TY-RAP (CABLE-TIES) | P | 0.84 | 1.01 | 0.68 | 0.61 | 0.76 | 0.89 | EA | TYR404 | FAG1008
TYR404 | 0.1 | 0.1516 | LK | TY-RAP CABLE TIE MEDIUM |  |  |  | THM TY525MX | TY-RAP (CABLE-TIES) | P | 0.84 | 1.01 | 0.68 | 0.61 | 0.76 | 0.89 | EA | TYR404 | TY404
TYR408 | 0.12 | 0.2083 | LK | TY-RAP CABLE TIE LARGE | (OVER 14" |  |  |  | TY-RAP (CABLE-TIES) | P | 1.52 | 1.82 | 1.22 | 1.1 | 0.81 | 1.61 | EA | TYR408 | TY408
TYR408 | 0.12 | 0.2083 | LK | TY-RAP CABLE TIE LARGE | (OVER 14" |  |  |  | TY-RAP (CABLE-TIES) | P | 1.52 | 1.82 | 1.22 | 1.1 | 0.81 | 1.61 | EA | TYR408 | ZT696
TRW568 | 79.8 | 189.28 | LK | 6" X 6" X 48" NEMA 3R | WIRING TROUGH | GUTTER |  | HOF QUOTE 37851 ITEM 8 JOB 697 | WIRING TROUGH | P | 333 | 399.6 | 277.5 | 194.25 | 469.8 | 544.97 | EA | TRW568 | TR568
TRW570 | 0 | 200.16 | LK | 6" X 6" X 60" NEMA 3R | WIRING TROUGH |  |  |  | WIRING TROUGH | P | 399 | 478.8 | 332.5 | 232.75 | 526.2 | 526.2 | EA | TRW570 | TR570
TRW572 | 90.28 | 220.91 | LK | 6" X 6" X 72" NEMA 3R | WIRING TROUGH |  |  | HOF QUOTE 37851 ITEM 10 JOB699 | WIRING TROUGH | P | 464.28 | 557.14 | 386.9 | 270.83 | 545.4 | 731.58 | EA | TRW572 | TR572
TRW573 | 152.78 | 326.42 | LK | 6" X 6" X 96" NEMA 3R | WIRING TROUGH |  |  |  | WIRING TROUGH | P | 469.2 | 563.04 | 391 | 273.7 | 813.29 | 813.29 | EA | TRW573 | TR573
TRW574 | 50.93 | 50.93 | LK | 8" X 8" X 36" NEMA 3R | WIRING TROUGH |  |  |  | WIRING TROUGH | P | 361.32 | 433.58 | 301.1 | 210.77 | 99 | 361.25 | EA | TRW574 | TR574
TRW576 | 0 | 189.48 | LK | 8" X 8" X 48" NEMA 3R | WIRING TROUGH |  |  |  | WIRING TROUGH | P | 451.56 | 541.87 | 376.3 | 263.41 | 0 | 451.56 | EA | TRW576 | TR576
TRD536 | 0 | 1055.82 | LK | 15 KVA DRY-TYPE TRANSFORMER |  |  |  |  | DRY-TYPE TRANSFORMERS | P | 2749.08 | 3298.9 | 2346.71 | 1760.03 | 1535.3 | 1535.3 | EA | TRD536 | ACME T-2-53517-3S
TRD536 | 0 | 1055.82 | LK | 15 KVA DRY-TYPE TRANSFORMER |  |  |  |  | DRY-TYPE TRANSFORMERS | P | 2749.08 | 3298.9 | 2346.71 | 1760.03 | 1535.3 | 1535.3 | EA | TRD536 | ACME T2535173S
TRD536 | 0 | 1055.82 | LK | 15 KVA DRY-TYPE TRANSFORMER |  |  |  |  | DRY-TYPE TRANSFORMERS | P | 2749.08 | 3298.9 | 2346.71 | 1760.03 | 1535.3 | 1535.3 | EA | TRD536 | C HAMM C1F015LES
TRD536 | 0 | 1055.82 | LK | 15 KVA DRY-TYPE TRANSFORMER |  |  |  |  | DRY-TYPE TRANSFORMERS | P | 2749.08 | 3298.9 | 2346.71 | 1760.03 | 1535.3 | 1535.3 | EA | TRD536 | SOLA/HEVI DUTY HS5F15AS
TRD536 | 0 | 1055.82 | LK | 15 KVA DRY-TYPE TRANSFORMER |  |  |  |  | DRY-TYPE TRANSFORMERS | P | 2749.08 | 3298.9 | 2346.71 | 1760.03 | 1535.3 | 1535.3 | EA | TRD536 | SQUARE D 15S1F
TRD536 | 0 | 1055.82 | LK | 15 KVA DRY-TYPE TRANSFORMER |  |  |  |  | DRY-TYPE TRANSFORMERS | P | 2749.08 | 3298.9 | 2346.71 | 1760.03 | 1535.3 | 1535.3 | EA | TRD536 | TR536
TRW560 | 0 | 0 | LK | 4" X 4" X 24" NEMA 3R | WIRING TROUGH |  |  |  | WIRING TROUGH | P | 148.08 | 177.7 | 123.4 | 86.38 | 0 | 148.06 | EA | TRW560 | TR560
TRW562 | 0 | 0 | LK | 4" X 4" X 36" NEMA 3R | WIRING TROUGH |  |  |  | WIRING TROUGH | P | 192.6 | 231.12 | 160.5 | 112.35 | 0 | 192.58 | EA | TRW562 | TR562
TRW564 | 0 | 241.67 | LK | 4" X 4" X 48" NEMA 3R | WIRING TROUGH |  |  |  | WIRING TROUGH | P | 236.4 | 283.68 | 197 | 137.9 | 469.8 | 469.8 | EA | TRW564 | TR564
TRW565 | 0 | 143.815 | LK | 6" X 6" X 24" NEMA 3R | WIRING TROUGH |  |  |  | WIRING TROUGH | P | 201.6 | 241.92 | 168 | 117.6 | 270 | 270 | EA | TRW565 | TR565
TRW566 | 0 | 172.61 | LK | 6" X 6" X 36" NEMA 3R | WIRING TROUGH |  |  |  | WIRING TROUGH | P | 267.96 | 321.55 | 223.3 | 156.31 | 419.85 | 419.85 | EA | TRW566 | TR566
TRD524 | 0 | 0 | LK | 1 1/2 KVA DRY-TYPE TRANSFORMER |  |  |  |  | DRY-TYPE TRANSFORMERS | P | 582.82 | 699.38 | 506.8 | 380.1 | 0 | 617.79 | EA | TRD524 | SQUARE D 1.5S1F
TRD524 | 0 | 0 | LK | 1 1/2 KVA DRY-TYPE TRANSFORMER |  |  |  |  | DRY-TYPE TRANSFORMERS | P | 582.82 | 699.38 | 506.8 | 380.1 | 0 | 617.79 | EA | TRD524 | TR524
TRD526 | 210.54 | 205.2878 | LK | 2 KVA DRY-TYPE TRANSFORMER |  |  |  | HEVI HS1F2AS | DRY-TYPE TRANSFORMERS | P | 721.28 | 865.54 | 627.2 | 470.4 | 409.29 | 401.71 | EA | TRD526 | LAA0002
TRD526 | 210.54 | 205.2878 | LK | 2 KVA DRY-TYPE TRANSFORMER |  |  |  | HEVI HS1F2AS | DRY-TYPE TRANSFORMERS | P | 721.28 | 865.54 | 627.2 | 470.4 | 409.29 | 401.71 | EA | TRD526 | SQUARE D 2S1F
TRD526 | 210.54 | 205.2878 | LK | 2 KVA DRY-TYPE TRANSFORMER |  |  |  | HEVI HS1F2AS | DRY-TYPE TRANSFORMERS | P | 721.28 | 865.54 | 627.2 | 470.4 | 409.29 | 401.71 | EA | TRD526 | TR526
TRD528 | 0 | 0 | LK | 3 KVA DRY-TYPE TRANSFORMER |  |  |  |  | DRY-TYPE TRANSFORMERS | P | 920.92 | 1105.1 | 800.8 | 600.6 | 0 | 976.18 | EA | TRD528 | SQUARE D 3S1F
TRD528 | 0 | 0 | LK | 3 KVA DRY-TYPE TRANSFORMER |  |  |  |  | DRY-TYPE TRANSFORMERS | P | 920.92 | 1105.1 | 800.8 | 600.6 | 0 | 976.18 | EA | TRD528 | TR528
TRD530 | 0 | 575.59 | LK | 5 KVA DRY-TYPE TRANSFORMER |  |  |  |  | DRY-TYPE TRANSFORMERS | P | 1252.58 | 1503.1 | 1089.2 | 816.9 | 1012.35 | 1012.35 | EA | TRD530 | ACME T-2-53014-S
TRD530 | 0 | 575.59 | LK | 5 KVA DRY-TYPE TRANSFORMER |  |  |  |  | DRY-TYPE TRANSFORMERS | P | 1252.58 | 1503.1 | 1089.2 | 816.9 | 1012.35 | 1012.35 | EA | TRD530 | ACME T253014-S
TRD530 | 0 | 575.59 | LK | 5 KVA DRY-TYPE TRANSFORMER |  |  |  |  | DRY-TYPE TRANSFORMERS | P | 1252.58 | 1503.1 | 1089.2 | 816.9 | 1012.35 | 1012.35 | EA | TRD530 | C-HAMM C1F005LES
TRD530 | 0 | 575.59 | LK | 5 KVA DRY-TYPE TRANSFORMER |  |  |  |  | DRY-TYPE TRANSFORMERS | P | 1252.58 | 1503.1 | 1089.2 | 816.9 | 1012.35 | 1012.35 | EA | TRD530 | SOLA/HEVI DUTY HS5F5AS
TRD530 | 0 | 575.59 | LK | 5 KVA DRY-TYPE TRANSFORMER |  |  |  |  | DRY-TYPE TRANSFORMERS | P | 1252.58 | 1503.1 | 1089.2 | 816.9 | 1012.35 | 1012.35 | EA | TRD530 | SQUARE D 5S1F
TRD530 | 0 | 575.59 | LK | 5 KVA DRY-TYPE TRANSFORMER |  |  |  |  | DRY-TYPE TRANSFORMERS | P | 1252.58 | 1503.1 | 1089.2 | 816.9 | 1012.35 | 1012.35 | EA | TRD530 | TR530
TRD532 | 0 | 0 | LK | 7.5 KVA DRY-TYPE TRANSFORMER |  |  |  |  | DRY-TYPE TRANSFORMERS | P | 1761.34 | 2113.61 | 1531.6 | 1148.7 | 0 | 1867.02 | EA | TRD532 | ACME T-2-5315-3S
TRD532 | 0 | 0 | LK | 7.5 KVA DRY-TYPE TRANSFORMER |  |  |  |  | DRY-TYPE TRANSFORMERS | P | 1761.34 | 2113.61 | 1531.6 | 1148.7 | 0 | 1867.02 | EA | TRD532 | ACMT T2535153S
TRD532 | 0 | 0 | LK | 7.5 KVA DRY-TYPE TRANSFORMER |  |  |  |  | DRY-TYPE TRANSFORMERS | P | 1761.34 | 2113.61 | 1531.6 | 1148.7 | 0 | 1867.02 | EA | TRD532 | C HAMM S20N11S07N
TRD532 | 0 | 0 | LK | 7.5 KVA DRY-TYPE TRANSFORMER |  |  |  |  | DRY-TYPE TRANSFORMERS | P | 1761.34 | 2113.61 | 1531.6 | 1148.7 | 0 | 1867.02 | EA | TRD532 | SOLA/HEVI DUTY HS5F7.5AS
TRD532 | 0 | 0 | LK | 7.5 KVA DRY-TYPE TRANSFORMER |  |  |  |  | DRY-TYPE TRANSFORMERS | P | 1761.34 | 2113.61 | 1531.6 | 1148.7 | 0 | 1867.02 | EA | TRD532 | SQUARE D 7S1F
TRD532 | 0 | 0 | LK | 7.5 KVA DRY-TYPE TRANSFORMER |  |  |  |  | DRY-TYPE TRANSFORMERS | P | 1761.34 | 2113.61 | 1531.6 | 1148.7 | 0 | 1867.02 | EA | TRD532 | TR532
TRD534 | 715.97 | 715.97 | LK | 10 KVA DRY-TYPE TRANSFORMER |  |  |  |  | DRY-TYPE TRANSFORMERS | P | 2183.16 | 2619.79 | 1898.4 | 1423.8 | 1391.85 | 2314.15 | EA | TRD534 | ACME T-W-53516=3S
TRD534 | 715.97 | 715.97 | LK | 10 KVA DRY-TYPE TRANSFORMER |  |  |  |  | DRY-TYPE TRANSFORMERS | P | 2183.16 | 2619.79 | 1898.4 | 1423.8 | 1391.85 | 2314.15 | EA | TRD534 | ACME T2531563S
TRD534 | 715.97 | 715.97 | LK | 10 KVA DRY-TYPE TRANSFORMER |  |  |  |  | DRY-TYPE TRANSFORMERS | P | 2183.16 | 2619.79 | 1898.4 | 1423.8 | 1391.85 | 2314.15 | EA | TRD534 | C HAMM S20N115S10N
TRD534 | 715.97 | 715.97 | LK | 10 KVA DRY-TYPE TRANSFORMER |  |  |  |  | DRY-TYPE TRANSFORMERS | P | 2183.16 | 2619.79 | 1898.4 | 1423.8 | 1391.85 | 2314.15 | EA | TRD534 | SOLA/HEVI DUTY HS5F10AS
TRD534 | 715.97 | 715.97 | LK | 10 KVA DRY-TYPE TRANSFORMER |  |  |  |  | DRY-TYPE TRANSFORMERS | P | 2183.16 | 2619.79 | 1898.4 | 1423.8 | 1391.85 | 2314.15 | EA | TRD534 | SQUARE D 10S1F
TRD534 | 715.97 | 715.97 | LK | 10 KVA DRY-TYPE TRANSFORMER |  |  |  |  | DRY-TYPE TRANSFORMERS | P | 2183.16 | 2619.79 | 1898.4 | 1423.8 | 1391.85 | 2314.15 | EA | TRD534 | TR534
TRD534 | 715.97 | 715.97 | LK | 10 KVA DRY-TYPE TRANSFORMER |  |  |  |  | DRY-TYPE TRANSFORMERS | P | 2183.16 | 2619.79 | 1898.4 | 1423.8 | 1391.85 | 2314.15 | EA | TRD534 | XM059
TRC482 | 0 | 0 | LK | .075 CONTROL TRANSF 480-24V |  |  |  |  | 480-24 V CONTROL TRANSFS | P | 116.8 | 140.16 | 93.44 | 78.34 | 116.8 | 116.8 | EA | TRC482 | TR482
TRC484 | 0 | 0 | LK | .100 CONTROL TRANSF 480-24V |  |  |  |  | 480-24 V CONTROL TRANSFS | P | 130.4 | 156.48 | 104.32 | 88.13 | 130.4 | 130.4 | EA | TRC484 | TR484
TRC496 | 0 | 0 | LK | .050 CONTROL TRANSF 120-24V |  |  |  |  | 120-24 V CONTROL TRANSFS | P | 88 | 105.6 | 70.4 | 58.75 | 88 | 88 | EA | TRC496 | EL147
TRC496 | 0 | 0 | LK | .050 CONTROL TRANSF 120-24V |  |  |  |  | 120-24 V CONTROL TRANSFS | P | 88 | 105.6 | 70.4 | 58.75 | 88 | 88 | EA | TRC496 | TR496
TRC500 | 0 | 0 | LK | .100 CONTROL TRANSF 120-24V |  |  |  |  | 120-24 V CONTROL TRANSFS | P | 130.4 | 156.48 | 104.32 | 88.13 | 130.4 | 130.4 | EA | TRC500 | TR500
TRD520 | 0 | 0 | LK | 1/2 KVA DRY-TYPE TRANSFORMER |  |  |  |  | DRY-TYPE TRANSFORMERS | P | 310.73 | 372.88 | 270.2 | 202.65 | 0 | 329.37 | EA | TRD520 | SQUARE D 500SV1B
TRD520 | 0 | 0 | LK | 1/2 KVA DRY-TYPE TRANSFORMER |  |  |  |  | DRY-TYPE TRANSFORMERS | P | 310.73 | 372.88 | 270.2 | 202.65 | 0 | 329.37 | EA | TRD520 | TR520
TRD522 | 0 | 152.16 | LK | 1 KVA DRY-TYPE TRANSFORMER |  |  |  | HEVI HS1F1BS | DRY-TYPE TRANSFORMERS | P | 484.61 | 581.53 | 421.4 | 316.05 | 501.44 | 492.16 | EA | TRD522 | LAA0001
TRD522 | 0 | 152.16 | LK | 1 KVA DRY-TYPE TRANSFORMER |  |  |  | HEVI HS1F1BS | DRY-TYPE TRANSFORMERS | P | 484.61 | 581.53 | 421.4 | 316.05 | 501.44 | 492.16 | EA | TRD522 | SQUARE D 1S1F
TRD522 | 0 | 152.16 | LK | 1 KVA DRY-TYPE TRANSFORMER |  |  |  | HEVI HS1F1BS | DRY-TYPE TRANSFORMERS | P | 484.61 | 581.53 | 421.4 | 316.05 | 501.44 | 492.16 | EA | TRD522 | TR522
TRC456 | 28.47 | 89.46 | LK | .150 CONTROL TRANSF | 230X460-115V |  |  | HEVI E150 150 VA | 480-110 V CONTROL TRANSFS | P | 154.4 | 185.28 | 123.52 | 86.88 | 270 | 265 | EA | TRC456 | JAM0150
TRC456 | 28.47 | 89.46 | LK | .150 CONTROL TRANSF | 230X460-115V |  |  | HEVI E150 150 VA | 480-110 V CONTROL TRANSFS | P | 154.4 | 185.28 | 123.52 | 86.88 | 270 | 265 | EA | TRC456 | TR456
TRC458 | 32.59 | 119.02 | LK | .200 CONTROL TRANSF | 230X460-115V |  |  |  | 480-110 V CONTROL TRANSFS | P | 196.8 | 236.16 | 157.44 | 110.96 | 63.35 | 195.89 | EA | TRC458 | TR458
TRC460 | 139.32 | 121.5031 | LK | .250 CONTROL TRANSF | 230X460-115V |  |  |  | 480-110 V CONTROL TRANSFS | P | 211.2 | 253.44 | 168.96 | 119.04 | 270.84 | 265.83 | EA | TRC460 | TR460
TRC462 | 0 | 0 | LK | .300 CONTROL TRANSF | 230X460-115V |  |  |  | 480-110 V CONTROL TRANSFS | P | 230.4 | 276.48 | 184.32 | 129.6 | 230.4 | 230.4 | EA | TRC462 | TR462
TRC464 | 0 | 0 | LK | .500 CONTROL TRANSF | 230X460-115V |  |  |  | 480-110 V CONTROL TRANSFS | P | 325.6 | 390.72 | 260.48 | 183.84 | 325.6 | 325.6 | EA | TRC464 | TR464
TRC480 | 0 | 0 | LK | .050 CONTROL TRANSF 480-24V |  |  |  |  | 480-24 V CONTROL TRANSFS | P | 88 | 105.6 | 70.4 | 58.75 | 88 | 88 | EA | TRC480 | TR480
TRM422 | 0 | 0 | LK | 15 KVA 14400 HV, 120/240 | LV, 1-PHASE TRANSF, 125 BIL, |  |  |  | POLE MOUNT TRANSFORMERS | P | 1452 | 1742.4 | 1320 | 1046.71 | 1452 | 1452 | EA | TRM422 | TR422
TRS432 | 0 | 0 | LK | 5 KVA 14400 HV, 120/240 LV |  |  |  |  | 1-PHASE TRANSFORMER, CSP, NO TAPS, SINGLE BUSHING | P | 921.91 | 1106.29 | 838.1 | 800 | 0 | 977.22 | EA | TRS432 | TR432
TRC448 | 0 | 0 | LK | 7VA PIGTAIL TRANSF 480-120V |  |  |  |  | 480-110 V CONTROL TRANSFS | P | 63.95 | 76.74 | 63.95 | 57.56 | 0 | 64.55 | EA | TRC448 | TR448
TRC450 | 73.68 | 76.1467 | LK | .050 CONTROL TRANSFORMER | 230X460-115V |  |  | HEVI E050 50 VA | 480-110 V CONTROL TRANSFS | P | 88 | 105.6 | 70.4 | 48.96 | 143.23 | 143.23 | EA | TRC450 | JAM0050
TRC450 | 73.68 | 76.1467 | LK | .050 CONTROL TRANSFORMER | 230X460-115V |  |  | HEVI E050 50 VA | 480-110 V CONTROL TRANSFS | P | 88 | 105.6 | 70.4 | 48.96 | 143.23 | 143.23 | EA | TRC450 | TR450
TRC454 | 152.59 | 69.6467 | LK | .100 CONTROL TRANSF | 230X460-115V |  |  |  | 480-110 V CONTROL TRANSFS | P | 130.4 | 156.48 | 104.32 | 73.44 | 296.63 | 296.63 | EA | TRC454 | TR454
TRM388 | 0 | 0 | LK | 50 KVA 12000-14400 HV, 240/480 | LV, 1-PHASE TRANSF, 125 BIL, |  |  |  | POLE MOUNT TRANSFORMERS | P | 2332.31 | 2565.54 | 2120.28 | 1908.25 | 0 | 2472.25 | EA | TRM388 | TR388
TRM390 | 2034.41 | 2034.41 | LK | 75 KVA 12000-14400 HV, 240/480 | LV, 1-PHASE TRANSF, 125 BIL, |  |  |  | POLE MOUNT TRANSFORMERS | P | 3696 | 4435.2 | 3360 | 2920.05 | 3954.9 | 3954.9 | EA | TRM390 | TR390
TRM392 | 0 | 0 | LK | 100 KVA 12000-14400HV, 240/480 | LV, 1-PHASE TRANSF, 125 BIL, |  |  |  | POLE MOUNT TRANSFORMERS | P | 5280 | 6336 | 4800 | 3462.38 | 4485.71 | 4485.71 | EA | TRM392 | TR392
TRM394 | 0 | 0 | LK | 167.5 KVA 12000 - 14400 HV | 240/480 LV, 1-PHASE TRANSF, 1 |  |  |  | POLE MOUNT TRANSFORMERS | P | 6796.47 | 7476.12 | 6178.61 | 5560.75 | 0 | 7204.26 | EA | TRM394 | TR394
TRM380 | 0 | 0 | LK | 10 KVA 12000-14400 HV, 240/480 | LV, 1-PHASE TRANSF, 125 BIL, |  |  |  | POLE MOUNT TRANSFORMERS | P | 1452 | 1742.4 | 1320 | 854.33 | 1452 | 1106.84 | EA | TRM380 | TR380
TRM382 | 0 | 0 | LK | 15 KVA 12000-14400 HV, 240/480 | LV, 1-PHASE TRANSF, 125 BIL, |  |  |  | POLE MOUNT TRANSFORMERS | P | 1452 | 1742.4 | 1320 | 1151.5 | 1452 | 1491.83 | EA | TRM382 | TR382
TRM384 | 0 | 0 | LK | 25 KVA 12000-14400 HV, 240/480 | LV, 1-PHASE TRANSF, 125 BIL, |  |  |  | POLE MOUNT TRANSFORMERS | P | 1703.68 | 2044.42 | 1548.8 | 1335 | 1729.57 | 1729.57 | EA | TRM384 | TR384
TRM386 | 0 | 0 | LK | 37.5 KVA 12000-14400HV,240/480 | LV, 1-PHASE TRANSF, 125 BIL, |  |  |  | POLE MOUNT TRANSFORMERS | P | 1976.33 | 2173.96 | 1796.67 | 1617 | 0 | 2094.91 | EA | TRM386 | TR386
TRF238 | 0 | 0 | LK | 200 KVA FACT 125, 12470 | V, 1-PHASE SUB-PUMP TRANSF |  |  |  | FACT TRANSFORMERS | P | 7797.6 | 9357.12 | 7797.6 | 7797.6 | 0 | 8265.46 | EA | TRF238 | TR238
TRF226 | 0 | 0 | LK | 37.5 KVA FACT 125, 12470 | V, 1-PHASE SUB-PUMP TRANSF |  |  |  | FACT TRANSFORMERS | P | 3463.2 | 4155.84 | 3463.2 | 3463.2 | 0 | 3670.99 | EA | TRF226 | TR226
TRF228 | 0 | 0 | LK | 50 KVA FACT 125, 12470 | V, 1-PHASE SUB-PUMP TRANSF |  |  |  | FACT TRANSFORMERS | P | 3889.44 | 4667.33 | 3889.44 | 3889.44 | 0 | 4122.81 | EA | TRF228 | TR228
TRF230 | 0 | 0 | LK | 75 KVA FACT 125, 12470 | V, 1-PHASE SUB-PUMP TRANSF |  |  |  | FACT TRANSFORMERS | P | 4988.16 | 5985.79 | 4988.16 | 4988.16 | 0 | 5287.45 | EA | TRF230 | TR230
TR232 | 0 | 0 | LK | 100 KVA FACT 125, 12470V | 1-PHASE SUB-PUMP TRANSFORMER |  |  |  |  | P | 5487.84 | 6585.41 | 5487.84 | 5487.84 | 0 | 5344 | EA | ? | ?
TR232 | 0 | 0 | LK | 100 KVA FACT 125, 12470V | 1-PHASE SUB-PUMP TRANSFORMER |  |  |  |  | P | 4573.2 | 5487.84 | 4573.2 | 4573.2 | 0 | 0 | EA | ? | ?
TRF234 | 0 | 0 | LK | 125 KVA FACT 125, 12470 | V, 1-PHASE SUB-PUMP TRANSF |  |  |  | FACT TRANSFORMERS | P | 6372 | 7646.4 | 6372 | 6372 | 0 | 6754.32 | EA | TRF234 | TR234
TRF236 | 0 | 0 | LK | 167 KVA FACT 125, 12470 | V, 1-PHASE SUB-PUMP TRANSF |  |  |  | FACT TRANSFORMERS | P | 7153.92 | 8584.7 | 7153.92 | 7153.92 | 0 | 7583.16 | EA | TRF236 | TR236
TIM470 | 0 | 0 | LK | TIME MARK RECYCLE TIMER | #368-120-1M |  |  |  | TIMERS | P | 155.86 | 187.03 | 155.86 | 140.27 | 0 | 165.21 | EA | TIM470 | TI470
TIM474 | 130 | 130 | LK | TENOR (ZENITH) 15 MINUTE | PERCENT TIMER |  |  | TENO FT-78 / TENOR CP-15M-A | TIMERS | P | 189 | 226.8 | 189 | 170.1 | 252.72 | 278.69 | EA | TIM474 | JAL0001
TIM474 | 130 | 130 | LK | TENOR (ZENITH) 15 MINUTE | PERCENT TIMER |  |  | TENO FT-78 / TENOR CP-15M-A | TIMERS | P | 189 | 226.8 | 189 | 170.1 | 252.72 | 278.69 | EA | TIM474 | TI474
TIM486 | 0 | 0 | LK | GRASSLIN TALENTO 121-120 | PERCENTAGE TIMER |  |  |  | TIMERS | P | 108.5 | 130.2 | 108.5 | 97.65 | 0 | 115.01 | EA | TIM486 | TI486
TIM454 | 0 | 0 | LK | CRAMER NON-RESETTABLE TIMER | (6X137) |  |  |  | TIMERS | P | 90.72 | 108.86 | 90.72 | 81.65 | 0 | 96.16 | EA | TIM454 | TI454
TIM458 | 0 | 0 | LK | EAGLE 15 MINUTE TIMER | (PERCENTAGE) #HQ908A |  |  |  | TIMERS | P | 165.08 | 198.1 | 165.08 | 148.57 | 0 | 174.98 | EA | TIM458 | TI458
TIM466 | 0 | 0 | LK | H3CRF8N OMRON REPEAT | CYCLE TWIN TIMER |  |  |  | TIMERS | P | 172.12 | 206.54 | 172.12 | 154.91 | 0 | 182.45 | EA | TIM466 | TI466
TIM467 | 0 | 0 | LK | H3CRA8 OMRON TIMER (ON DELAY) |  |  |  |  | TIMERS | P | 162.7 | 195.24 | 162.7 | 146.43 | 0 | 172.46 | EA | TIM467 | TI467
TIE424 | 0 | 0 | LK | #2 "F" NECK PRIMARY | WRAPLOCK TIE |  |  | PRF WTF-0206 (100/box) | PRIMARY WRAPLOCK TIES | P | 14.88 | 17.86 | 12.94 | 11 | 0 | 15.77 | EA | TIE424 | RAB0301
TIE424 | 0 | 0 | LK | #2 "F" NECK PRIMARY | WRAPLOCK TIE |  |  | PRF WTF-0206 (100/box) | PRIMARY WRAPLOCK TIES | P | 14.88 | 17.86 | 12.94 | 11 | 0 | 15.77 | EA | TIE424 | TI424
TIE426 | 0 | 0 | LK | #2 "C" NECK PRIMARY | WRAPLOCK TIE |  |  | PRF WTC-0106 (100/box) | PRIMARY WRAPLOCK TIES | P | 14.88 | 17.86 | 12.94 | 11 | 0 | 15.77 | EA | TIE426 | RAB0300
TIE426 | 0 | 0 | LK | #2 "C" NECK PRIMARY | WRAPLOCK TIE |  |  | PRF WTC-0106 (100/box) | PRIMARY WRAPLOCK TIES | P | 14.88 | 17.86 | 12.94 | 11 | 0 | 15.77 | EA | TIE426 | TI426
TIE428 | 0 | 0 | LK | #1/0 "F" NECK PRIMARY | WRAPLOCK TIE |  |  |  | PRIMARY WRAPLOCK TIES | P | 18.13 | 21.76 | 15.76 | 13.4 | 0 | 19.22 | EA | TIE428 | TI428
TIE430 | 0 | 0 | LK | #1/0 "C" NECK PRIMARY | WRAPLOCK TIE |  |  | PRF WTC-0112 | PRIMARY WRAPLOCK TIES | P | 18.13 | 21.76 | 15.76 | 13.4 | 0 | 19.22 | EA | TIE430 | RAB0302
TIE430 | 0 | 0 | LK | #1/0 "C" NECK PRIMARY | WRAPLOCK TIE |  |  | PRF WTC-0112 | PRIMARY WRAPLOCK TIES | P | 18.13 | 21.76 | 15.76 | 13.4 | 0 | 19.22 | EA | TIE430 | TI430
TIE600 | 0 | 0 | LK | 4" X 6" X 16' or 18' | CREOSOTED TIMBER |  |  |  | TIMBERS | P | 132 | 158.4 | 120 | 108 | 0 | 139.92 | EA | TIE600 | TI440
TERE390 | 0 | 0 | LK | MARKER FOR A 20 POINT | TERM STRIP #20MKRCJ |  |  |  | TERM STRIPS AND MARKERS | P | 4.22 | 5.06 | 3.67 | 3.3 | 0 | 4.47 | EA | TERE390 | TE390
TIE400 | 0 | 0 | LK | #4 SPOOL TIE #SPL-1352-P | [5 empty] | P | 4.95 | 5.94 | 4.31 | 3.66 | 0 | 5.25 | EA | TIE400 | TI400
TIE404 | 0 | 0 | LK | #2 SECONDARY SPOOL TIE | #SPL-1354-P |  |  |  | SECONDARY SPOOL TIES | P | 6.55 | 7.86 | 5.69 | 4.84 | 0 | 6.94 | EA | TIE404 | TI404
TIE408 | 0 | 0 | LK | #1/0 SECONDARY SPOOL | TIE #SPL-1355-P |  |  |  | SECONDARY SPOOL TIES | P | 7.44 | 8.93 | 6.47 | 5.5 | 0 | 7.89 | EA | TIE408 | TI408
TIE412 | 0 | 0 | LK | #4/0 SECONDARY SPOOL | TIE #SPL-1358-P |  |  |  | SECONDARY SPOOL TIES | P | 9.61 | 11.53 | 8.35 | 7.1 | 0 | 10.19 | EA | TIE412 | TI412
TIE420 | 0 | 0 | LK | #4 "F" NECK PRIMARY | WRAPLOCK TIE |  |  | PRF WTF-0200 | PRIMARY WRAPLOCK TIES | P | 13.8 | 16.56 | 12 | 10.2 | 0 | 14.63 | EA | TIE420 | RAB0304
TIE420 | 0 | 0 | LK | #4 "F" NECK PRIMARY | WRAPLOCK TIE |  |  | PRF WTF-0200 | PRIMARY WRAPLOCK TIES | P | 13.8 | 16.56 | 12 | 10.2 | 0 | 14.63 | EA | TIE420 | TI420
TIE422 | 0 | 0 | LK | #4 "C" NECK PRIMARY | WRAPLOCK TIE |  |  |  | PRIMARY WRAPLOCK TIES | P | 13.8 | 16.56 | 12 | 10.2 | 0 | 14.63 | EA | TIE422 | TI422
TERE366 | 0 | 0 | LK | MARKER FOR A 6 POINT | TERM STRIP #6MKRCJ |  |  |  | TERM STRIPS AND MARKERS | P | 1.84 | 2.21 | 1.6 | 1.44 | 0 | 1.95 | EA | TERE366 | TE366
TERE370 | 0 | 0 | LK | 10 POINT TERMINAL STRIP |  |  |  |  | TERMINAL STRIPS AND MARKERS | P | 8.05 | 9.66 | 7 | 6.3 | 0 | 8.53 | EA | TERE370 | TE370
TERE374 | 0 | 0 | LK | MARKER FOR A 10 POINT | TERM STRIP #10MKRCJ |  |  |  | TERM STRIPS AND MARKERS | P | 2.15 | 2.58 | 1.87 | 1.68 | 0 | 2.28 | EA | TERE374 | TE374
TERE378 | 0 | 0 | LK | 12 POINT TERMINAL STRIP |  |  |  |  | TERMINAL STRIPS AND MARKERS | P | 9.93 | 11.92 | 8.63 | 7.77 | 0 | 10.53 | EA | TERE378 | EL006
TERE378 | 0 | 0 | LK | 12 POINT TERMINAL STRIP |  |  |  |  | TERMINAL STRIPS AND MARKERS | P | 9.93 | 11.92 | 8.63 | 7.77 | 0 | 10.53 | EA | TERE378 | TE378
TERE382 | 0 | 0 | LK | MARKER FOR A 12 POINT | TERM STRIP #12MKRCJ |  |  |  | TERM STRIPS AND MARKERS | P | 2.49 | 2.99 | 2.17 | 1.95 | 0 | 2.64 | EA | TERE382 | TE382
TERE386 | 0 | 0 | LK | 20 POINT TERMINAL STRIP |  |  |  |  | TERMINAL STRIPS AND MARKERS | P | 15.3 | 18.36 | 13.3 | 11.97 | 0 | 16.22 | EA | TERE386 | TE386
TERE328 | 0 | 0 | LK | "FEM6" SNAP-ON END SECTION | FOR 6MM TERM BLCK |  |  | ENTRELEC | TERMS - ENTRELEC | P | 0.8 | 0.96 | 0.8 | 0.8 | 0 | 0.94 | EA | TERE328 | ENT BLUE 0128 368.10
TERE328 | 0 | 0 | LK | "FEM6" SNAP-ON END SECTION | FOR 6MM TERM BLCK |  |  | ENTRELEC | TERMS - ENTRELEC | P | 0.8 | 0.96 | 0.8 | 0.8 | 0 | 0.94 | EA | TERE328 | ENT GREEN 0103 125.15
TERE328 | 0 | 0 | LK | "FEM6" SNAP-ON END SECTION | FOR 6MM TERM BLCK |  |  | ENTRELEC | TERMS - ENTRELEC | P | 0.8 | 0.96 | 0.8 | 0.8 | 0 | 0.94 | EA | TERE328 | ENT GREY 0118 368.16
TERE328 | 0 | 0 | LK | "FEM6" SNAP-ON END SECTION | FOR 6MM TERM BLCK |  |  | ENTRELEC | TERMS - ENTRELEC | P | 0.8 | 0.96 | 0.8 | 0.8 | 0 | 0.94 | EA | TERE328 | ENT ORANGE 0103 126.16
TERE328 | 0 | 0 | LK | "FEM6" SNAP-ON END SECTION | FOR 6MM TERM BLCK |  |  | ENTRELEC | TERMS - ENTRELEC | P | 0.8 | 0.96 | 0.8 | 0.8 | 0 | 0.94 | EA | TERE328 | ENT YELLOW 0103 062.21
TERE328 | 0 | 0 | LK | "FEM6" SNAP-ON END SECTION | FOR 6MM TERM BLCK |  |  | ENTRELEC | TERMS - ENTRELEC | P | 0.8 | 0.96 | 0.8 | 0.8 | 0 | 0.94 | EA | TERE328 | TE328
TERE332 | 0 | 0 | LK | "RC610" MARKER CARD |  |  |  | ENTRELEC | TERMINALS - ENTRELEC | P | 7.74 | 9.29 | 7.74 | 7.74 | 0 | 8.2 | EA | TERE332 | ENT BLANK 0233 000.01
TERE332 | 0 | 0 | LK | "RC610" MARKER CARD |  |  |  | ENTRELEC | TERMINALS - ENTRELEC | P | 7.74 | 9.29 | 7.74 | 7.74 | 0 | 8.2 | EA | TERE332 | ENT HZ 1-10 0233 002.27
TERE332 | 0 | 0 | LK | "RC610" MARKER CARD |  |  |  | ENTRELEC | TERMINALS - ENTRELEC | P | 7.74 | 9.29 | 7.74 | 7.74 | 0 | 8.2 | EA | TERE332 | ENT HZ 11-20 0233 003.20
TERE332 | 0 | 0 | LK | "RC610" MARKER CARD |  |  |  | ENTRELEC | TERMINALS - ENTRELEC | P | 7.74 | 9.29 | 7.74 | 7.74 | 0 | 8.2 | EA | TERE332 | ENT HZ 21-30 0233 004.21
TERE332 | 0 | 0 | LK | "RC610" MARKER CARD |  |  |  | ENTRELEC | TERMINALS - ENTRELEC | P | 7.74 | 9.29 | 7.74 | 7.74 | 0 | 8.2 | EA | TERE332 | ENT HZ 31-40 0233 004.22
TERE332 | 0 | 0 | LK | "RC610" MARKER CARD |  |  |  | ENTRELEC | TERMINALS - ENTRELEC | P | 7.74 | 9.29 | 7.74 | 7.74 | 0 | 8.2 | EA | TERE332 | ENT HZ 41-50 0233 005.23
TERE332 | 0 | 0 | LK | "RC610" MARKER CARD |  |  |  | ENTRELEC | TERMINALS - ENTRELEC | P | 7.74 | 9.29 | 7.74 | 7.74 | 0 | 8.2 | EA | TERE332 | ENT HZ 41-60 0233 007.24
TERE332 | 0 | 0 | LK | "RC610" MARKER CARD |  |  |  | ENTRELEC | TERMINALS - ENTRELEC | P | 7.74 | 9.29 | 7.74 | 7.74 | 0 | 8.2 | EA | TERE332 | ENT HZ 61-70 0233 008.05
TERE332 | 0 | 0 | LK | "RC610" MARKER CARD |  |  |  | ENTRELEC | TERMINALS - ENTRELEC | P | 7.74 | 9.29 | 7.74 | 7.74 | 0 | 8.2 | EA | TERE332 | ENT VERT 1-10 0233 041.25
TERE332 | 0 | 0 | LK | "RC610" MARKER CARD |  |  |  | ENTRELEC | TERMINALS - ENTRELEC | P | 7.74 | 9.29 | 7.74 | 7.74 | 0 | 8.2 | EA | TERE332 | ENT VERT 11-20 0233 042.26
TERE332 | 0 | 0 | LK | "RC610" MARKER CARD |  |  |  | ENTRELEC | TERMINALS - ENTRELEC | P | 7.74 | 9.29 | 7.74 | 7.74 | 0 | 8.2 | EA | TERE332 | ENT VERT 21-30 0233 043.27
TERE332 | 0 | 0 | LK | "RC610" MARKER CARD |  |  |  | ENTRELEC | TERMINALS - ENTRELEC | P | 7.74 | 9.29 | 7.74 | 7.74 | 0 | 8.2 | EA | TERE332 | ENT VERT 31-40 0233 044.20
TERE332 | 0 | 0 | LK | "RC610" MARKER CARD |  |  |  | ENTRELEC | TERMINALS - ENTRELEC | P | 7.74 | 9.29 | 7.74 | 7.74 | 0 | 8.2 | EA | TERE332 | TE332
TERE350 | 0 | 0 | LK | 2 POINT TERMINAL STRIP |  |  |  |  | TERMINAL STRIPS AND MARKERS | P | 2.95 | 3.54 | 2.57 | 2.31 | 0 | 3.13 | EA | TERE350 | TE350
TERE354 | 0 | 0 | LK | MARKER FOR A 2 POINT | TERM STRIP #2MKRCJ |  |  |  | TERM STRIPS AND MARKERS | P | 1.19 | 1.43 | 1.03 | 0.93 | 0 | 1.26 | EA | TERE354 | TE354
TERE356 | 0 | 6.73 | LK | 4-POINT TERMINAL STRIP |  |  |  |  | TERMINAL STRIPS AND MARKERS | P | 4.1 | 4.92 | 3.57 | 3.21 | 10.89 | 10.89 | EA | TERE356 | TE356
TERE357 | 0 | 0 | LK | 4-POINT MARKER STRIP |  |  |  |  | TERMINAL STRIPS AND MARKERS | P | 1.73 | 2.08 | 1.5 | 1.35 | 0 | 1.83 | EA | TERE357 | TE357
TERE362 | 0 | 0 | LK | 6 POINT TERMINAL STRIP |  |  |  |  | TERMINAL STRIPS AND MARKERS | P | 5.67 | 6.8 | 4.93 | 4.44 | 0 | 6.01 | EA | TERE362 | EL007
TERE362 | 0 | 0 | LK | 6 POINT TERMINAL STRIP |  |  |  |  | TERMINAL STRIPS AND MARKERS | P | 5.67 | 6.8 | 4.93 | 4.44 | 0 | 6.01 | EA | TERE362 | TE362
TERE308 | 0 | 0 | LK | "M4/6P" 6MM GROUND BLOCK | YELLOW/GREEN |  |  | ENTRELEC 016511316 | TERMS - ENTRELEC | P | 7.82 | 9.38 | 7.82 | 7.82 | 0 | 8.29 | EA | TERE308 | ENT 0165 113.16
TERE308 | 0 | 0 | LK | "M4/6P" 6MM GROUND BLOCK | YELLOW/GREEN |  |  | ENTRELEC 016511316 | TERMS - ENTRELEC | P | 7.82 | 9.38 | 7.82 | 7.82 | 0 | 8.29 | EA | TERE308 | TE308
TERE316 | 0 | 0 | LK | "M4/8SFL" 110-220V FUSE HOLDER | TERMINAL BLOCK W/NEON LAMP |  |  | ENTRELEC 011566121 | TERMS - ENTRELEC | P | 16.05 | 19.26 | 16.05 | 16.05 | 0 | 17.01 | EA | TERE316 | ENT GRAY 0115 661.21
TERE316 | 0 | 0 | LK | "M4/8SFL" 110-220V FUSE HOLDER | TERMINAL BLOCK W/NEON LAMP |  |  | ENTRELEC 011566121 | TERMS - ENTRELEC | P | 16.05 | 19.26 | 16.05 | 16.05 | 0 | 17.01 | EA | TERE316 | TE316
TERE320 | 0 | 9.36 | LK | M4/8SFD 24V FUSE HOLDER TERM | BLOCK W/LED DIODE |  |  | ENTRELEC 011566323 | TERMS - ENTRELEC | P | 16.05 | 19.26 | 16.05 | 16.05 | 16.05 | 16.05 | EA | TERE320 | ENTRELEC 0115 663.23
TERE320 | 0 | 9.36 | LK | M4/8SFD 24V FUSE HOLDER TERM | BLOCK W/LED DIODE |  |  | ENTRELEC 011566323 | TERMS - ENTRELEC | P | 16.05 | 19.26 | 16.05 | 16.05 | 16.05 | 16.05 | EA | TERE320 | TE320
TERE324 | 0.24 | 0.24 | LK | "FEM8S" SNAP-ON END SECTION | FOR 8MM TERMINAL BLOCK |  |  | ENTRELEC | TERMS - ENTRELEC | P | 0.8 | 0.96 | 0.8 | 0.8 | 0.46 | 0.85 | EA | TERE324 | ENT GREY 0116 951.15
TERE324 | 0.24 | 0.24 | LK | "FEM8S" SNAP-ON END SECTION | FOR 8MM TERMINAL BLOCK |  |  | ENTRELEC | TERMS - ENTRELEC | P | 0.8 | 0.96 | 0.8 | 0.8 | 0.46 | 0.85 | EA | TERE324 | ENT ORANGE 0103 923.16
TERE324 | 0.24 | 0.24 | LK | "FEM8S" SNAP-ON END SECTION | FOR 8MM TERMINAL BLOCK |  |  | ENTRELEC | TERMS - ENTRELEC | P | 0.8 | 0.96 | 0.8 | 0.8 | 0.46 | 0.85 | EA | TERE324 | TE324
TERE220 | 0 | 0 | LK | #4 ALUM POLELINE PIN | TERM YE4R25 |  |  |  | POLELINE PIN TERMS (ALUM) | P | 5.89 | 7.07 | 5.12 | 4.35 | 0 | 6.24 | EA | TERE220 | TE220
TERE222 | 0 | 0 | LK | #2 ALUM POLELINE PIN | TERM YE2R25 |  |  |  | POLELINE PIN TERMS (ALUM) | P | 5.89 | 7.07 | 5.12 | 4.35 | 0 | 6.24 | EA | TERE222 | TE222
TERE300 | 0 | 0.47 | LK | "BAM" END STOP |  |  |  | ENTRELEC 020635116 | TERMINALS - ENTRELEC | P | 1.42 | 1.7 | 1.42 | 1.42 | 1.53 | 1.54 | EA | TERE300 | ENT 0206 351.16
TERE300 | 0 | 0.47 | LK | "BAM" END STOP |  |  |  | ENTRELEC 020635116 | TERMINALS - ENTRELEC | P | 1.42 | 1.7 | 1.42 | 1.42 | 1.53 | 1.54 | EA | TERE300 | TE300
TAP226 | 0 | 0 | LK | AIR SEAL TAPE |  |  |  |  | TAPE | P | 50.73 | 60.88 | 50.73 | 43.12 | 0 | 53.77 | EA | TAP226 | TA368
TAH378 | 0 | 11.29 | LK | #8BTV1-CR 8W 120V 150 | DEG GENERAL PURPOSE SELF LIMI |  |  |  | SELF-LIMITING HEAT TAPE | P | 9.47 | 11.36 | 9.47 | 8.52 | 16.91 | 10.04 | FT | TAH378 | TA378
TAH388 | 0 | 0 | LK | #20XTV1-CT 20W 120V | 25O DEG CORROSION RESISTANT S |  |  |  | SELF-LIMITING HEAT TAPE | P | 22.17 | 26.6 | 22.17 | 19.95 | 0 | 0 | FT | TAH388 | TA388
TAP212 | 0 | 0 | LK | 4" DOUBLE COATED PVC PIPE TAP |  |  |  |  | TAPE | P | 61.29 | 73.55 | 49.03 | 39.22 | 0 | 63.07 | EA | TAP212 | TA322
TAP214 | 0 | 10.5931 | LK | DUCT TAPE 2" |  |  |  | HANKS 6900-2X60YD | TAPE | P | 16.43 | 19.72 | 16.43 | 13.14 | 21.06 | 19.5 | EA | TAP214 | FAH0003
TAP214 | 0 | 10.5931 | LK | DUCT TAPE 2" |  |  |  | HANKS 6900-2X60YD | TAPE | P | 16.43 | 19.72 | 16.43 | 13.14 | 21.06 | 19.5 | EA | TAP214 | TA328
TAP216 | 0 | 16620 | LK | ELECTRICAL LINE MARKING TAPE |  |  |  |  | TAPE | P | 129.27 | 155.12 | 129.27 | 120 | 54 | 137.03 | MFT | TAP216 | TA334
TAP218 | 15.96 | 15.96 | LK | SCOTCH #2520 TAPE VARNISH | 3/4"" X 60' |  |  | MMM 2520-3/4X60FT | TAPE | P | 27.95 | 33.54 | 25.01 | 25.01 | 31.03 | 54.36 | EA | TAP218 | TA340
TAP220 | 0 | 7.99 | LK | 3/4" TAPE RUBBER |  |  | MMM 130C 3/4X30' | PLY 02002 3/4X22FT | TAPE | P | 20.86 | 25.03 | 20.86 | 12.54 | 14.5 | 14.88 | EA | TAP220 | FAH0009
TAP220 | 0 | 7.99 | LK | 3/4" TAPE RUBBER |  |  | MMM 130C 3/4X30' | PLY 02002 3/4X22FT | TAPE | P | 20.86 | 25.03 | 20.86 | 12.54 | 14.5 | 14.88 | EA | TAP220 | FAH0013
TAP220 | 0 | 7.99 | LK | 3/4" TAPE RUBBER |  |  | MMM 130C 3/4X30' | PLY 02002 3/4X22FT | TAPE | P | 20.86 | 25.03 | 20.86 | 12.54 | 14.5 | 14.88 | EA | TAP220 | TA344
TAP222 | 0 | 18.7447 | LK | SCOTCH 130-C TAPE RUBBER | SPLICING TAPE (WIDE) |  |  | MMM 130C 1X30FT | TAPE | P | 35.86 | 43.03 | 32.09 | 32.09 | 30.94 | 36.91 | EA | TAP222 | FAH0012
TAP222 | 0 | 18.7447 | LK | SCOTCH 130-C TAPE RUBBER | SPLICING TAPE (WIDE) |  |  | MMM 130C 1X30FT | TAPE | P | 35.86 | 43.03 | 32.09 | 32.09 | 30.94 | 36.91 | EA | TAP222 | TA348
SWT896 | 0 | 0 | LK | (W) BREAKER MECHANISM FOR | FIBERLASS 30 X 24 BOX |  |  |  | DISCONNECT SWITCH PARTS | P | 83.98 | 100.78 | 59.85 | 53.87 | 0 | 89.02 | EA | SWT896 | SW696
TAP200 | 4.28 | 4.5127 | LK | PHASE CODING TAPE |  |  |  | MMM 35- -3/4X66FT | TAPE | P | 4.57 | 5.48 | 4.09 | 4.09 | 7.56 | 7.56 | EA | TAP200 | FAH0004
TAP200 | 4.28 | 4.5127 | LK | PHASE CODING TAPE |  |  |  | MMM 35- -3/4X66FT | TAPE | P | 4.57 | 5.48 | 4.09 | 4.09 | 7.56 | 7.56 | EA | TAP200 | TA300
TAP200 | 4.28 | 4.5127 | LK | PHASE CODING TAPE |  |  |  | MMM 35- -3/4X66FT | TAPE | P | 4.57 | 5.48 | 4.09 | 4.09 | 7.56 | 7.56 | EA | TAP200 | XLK422
TAP204 | 0 | 27.62 | LK | #70 SELF-FUSING TAPE 1" X30' |  |  |  |  | TAPE | P | 44.41 | 53.29 | 39.74 | 39.74 | 0 | 0 | EA | TAP204 | TA306
TAP206 | 4.92 | 4.87 | LK | ELECTRICAL TAPE |  |  |  | MMM 33+SUPER-3/4X66FT | TAPE | P | 10.4 | 12.48 | 9.29 | 8.36 | 9.29 | 10.25 | EA | TAP206 | FAH0006
TAP206 | 4.92 | 4.87 | LK | ELECTRICAL TAPE |  |  |  | MMM 33+SUPER-3/4X66FT | TAPE | P | 10.4 | 12.48 | 9.29 | 8.36 | 9.29 | 10.25 | EA | TAP206 | TA310
TAP208 | 0 | 15.68 | LK | WIDE ELECTRICAL TAPE |  |  |  |  | TAPE | P | 24.96 | 29.95 | 22.33 | 22.33 | 24.96 | 26.54 | EA | TAP208 | TA314
TAP208 | 0 | 15.68 | LK | WIDE ELECTRICAL TAPE |  |  |  |  | TAPE | P | 24.96 | 29.95 | 22.33 | 22.33 | 24.96 | 26.54 | EA | TAP208 | XET030
TAP210 | 0 | 1.776 | LK | 2" PVC DOUBLE COATED | PVC PIPE TAPE |  |  |  | TAPE | P | 30.65 | 36.78 | 24.52 | 19.61 | 0 | 31.55 | EA | TAP210 | TA318
SWT625 | 0.66 | 1.223 | LK | 15 OR 20 A 120/277V SP TOGGLE | SWITCH |  |  |  | TOGGLE SWITCHES | P | 19.75 | 23.7 | 17.25 | 15.53 | 1.35 | 20.94 | EA | SWT625 | HBL122I* (SPECIFY COLOR)
SWT625 | 0.66 | 1.223 | LK | 15 OR 20 A 120/277V SP TOGGLE | SWITCH |  |  |  | TOGGLE SWITCHES | P | 19.75 | 23.7 | 17.25 | 15.53 | 1.35 | 20.94 | EA | SWT625 | LEV 1221-S* (SPECIFY COLOR)
SWT625 | 0.66 | 1.223 | LK | 15 OR 20 A 120/277V SP TOGGLE | SWITCH |  |  |  | TOGGLE SWITCHES | P | 19.75 | 23.7 | 17.25 | 15.53 | 1.35 | 20.94 | EA | SWT625 | SW626
SWT890 | 0 | 0 | LK | #504C323G07 (W) OUTSIDE SWITCH | OR BREAKER HANDLE |  |  |  | DISCONNECT SWITCH PARTS | P | 108.15 | 129.78 | 77.7 | 69.93 | 0 | 114.64 | EA | SWT890 | SW690
SWTQ578 | 0 | 376.3 | LK | 100 AMP SQD SAFETY SWITCH | RAINTITE, 600V |  |  | SQ D H363RB or H363NRB | SAFETY SWITCHES SQUARE D | P | 838.44 | 1006.13 | 756.24 | 567.18 | 1063.8 | 1063.8 | EA | SWTQ578 | SW578
SWTQ578 | 0 | 376.3 | LK | 100 AMP SQD SAFETY SWITCH | RAINTITE, 600V |  |  | SQ D H363RB or H363NRB | SAFETY SWITCHES SQUARE D | P | 838.44 | 1006.13 | 756.24 | 567.18 | 1063.8 | 1063.8 | EA | SWTQ578 | SWQ578
SWTQ582 | 312.19 | 426.41 | LK | 200 AMP SQD SAFETY SWITCH | RAINTITE, 600V |  |  | H364RB or H364NRB | SAFETY SWITCHES SQUARE D | P | 1152.09 | 1382.51 | 1039.14 | 779.36 | 1221.26 | 1221.26 | EA | SWTQ582 | EL187
SWTQ582 | 312.19 | 426.41 | LK | 200 AMP SQD SAFETY SWITCH | RAINTITE, 600V |  |  | H364RB or H364NRB | SAFETY SWITCHES SQUARE D | P | 1152.09 | 1382.51 | 1039.14 | 779.36 | 1221.26 | 1221.26 | EA | SWTQ582 | SW582
SWTQ582 | 312.19 | 426.41 | LK | 200 AMP SQD SAFETY SWITCH | RAINTITE, 600V |  |  | H364RB or H364NRB | SAFETY SWITCHES SQUARE D | P | 1152.09 | 1382.51 | 1039.14 | 779.36 | 1221.26 | 1221.26 | EA | SWTQ582 | XLK468
SWTQ586 | 1691 | 1328.08 | LK | 400 AMP SQD SAFETY SWITCH | RAINTITE, 600V |  |  | H365R or H365NR | SAFETY SWITCHES SQUARE D | P | 2940.15 | 3528.18 | 2651.9 | 1856.33 | 3287.3 | 3287.3 | EA | SWTQ586 | SW586
SWTQ586 | 1691 | 1328.08 | LK | 400 AMP SQD SAFETY SWITCH | RAINTITE, 600V |  |  | H365R or H365NR | SAFETY SWITCHES SQUARE D | P | 2940.15 | 3528.18 | 2651.9 | 1856.33 | 3287.3 | 3287.3 | EA | SWTQ586 | SWQ586
SWTQ590 | 0 | 0 | LK | 600 AMP SQD SAFETY SWITCH | RAINTITE, 600V |  |  | CRESCENT SQD H366AWK | SAFETY SWITCHES SQUARE D | P | 4089.69 | 4907.63 | 3688.74 | 2397.68 | 0 | 4335.07 | EA | SWTQ590 | IAI1600
SWTQ590 | 0 | 0 | LK | 600 AMP SQD SAFETY SWITCH | RAINTITE, 600V |  |  | CRESCENT SQD H366AWK | SAFETY SWITCHES SQUARE D | P | 4089.69 | 4907.63 | 3688.74 | 2397.68 | 0 | 4335.07 | EA | SWTQ590 | SW590
SWTQ590 | 0 | 0 | LK | 600 AMP SQD SAFETY SWITCH | RAINTITE, 600V |  |  | CRESCENT SQD H366AWK | SAFETY SWITCHES SQUARE D | P | 4089.69 | 4907.63 | 3688.74 | 2397.68 | 0 | 4335.07 | EA | SWTQ590 | SWQ590
SWTQ594 | 0 | 3647.89 | LK | 800 AMP SQD SAFETY SWITCH | RAINTITE, 600V |  |  | H367R or H367NR | SAFETY SWITCHES SQUARE D | P | 8402.64 | 10083.17 | 8002.51 | 4401.38 | 8402.64 | 8906.8 | EA | SWTQ594 | SW594
SWTQ594 | 0 | 3647.89 | LK | 800 AMP SQD SAFETY SWITCH | RAINTITE, 600V |  |  | H367R or H367NR | SAFETY SWITCHES SQUARE D | P | 8402.64 | 10083.17 | 8002.51 | 4401.38 | 8402.64 | 8906.8 | EA | SWTQ594 | SWQ594
SWTQ598 | 0 | 0 | LK | 1200 AMP SQD SAFETY | SWITCH RAINTITE 600V |  |  | H368R or H368NR | SAFETY SWITCHES SQUARE D | P | 10974.37 | 13169.24 | 10451.78 | 5748.48 | 0 | 11632.83 | EA | SWTQ598 | SW598
SWTQ598 | 0 | 0 | LK | 1200 AMP SQD SAFETY | SWITCH RAINTITE 600V |  |  | H368R or H368NR | SAFETY SWITCHES SQUARE D | P | 10974.37 | 13169.24 | 10451.78 | 5748.48 | 0 | 11632.83 | EA | SWTQ598 | SWQ598
SWTS562 | 0 | 412.94 | LK | 100A 600V FUSIBLE SAFETY SWTCH | NEMA 3R OUTDOOR |  |  | SIEMANS/ITE HF363NR | SIEMENS SAFETY SWITCH, RAINTITE, 600V | P | 942.8 | 1131.36 | 883.88 | 662.91 | 1063.8 | 1063.8 | EA | SWTS562 | 3P 3 FUSE
SWTS562 | 0 | 412.94 | LK | 100A 600V FUSIBLE SAFETY SWTCH | NEMA 3R OUTDOOR |  |  | SIEMANS/ITE HF363NR | SIEMENS SAFETY SWITCH, RAINTITE, 600V | P | 942.8 | 1131.36 | 883.88 | 662.91 | 1063.8 | 1063.8 | EA | SWTS562 | FURNAS
SWTS562 | 0 | 412.94 | LK | 100A 600V FUSIBLE SAFETY SWTCH | NEMA 3R OUTDOOR |  |  | SIEMANS/ITE HF363NR | SIEMENS SAFETY SWITCH, RAINTITE, 600V | P | 942.8 | 1131.36 | 883.88 | 662.91 | 1063.8 | 1063.8 | EA | SWTS562 | FUSIBLE DISCONNECT
SWTS562 | 0 | 412.94 | LK | 100A 600V FUSIBLE SAFETY SWTCH | NEMA 3R OUTDOOR |  |  | SIEMANS/ITE HF363NR | SIEMENS SAFETY SWITCH, RAINTITE, 600V | P | 942.8 | 1131.36 | 883.88 | 662.91 | 1063.8 | 1063.8 | EA | SWTS562 | HEAVY DUTY
SWTS562 | 0 | 412.94 | LK | 100A 600V FUSIBLE SAFETY SWTCH | NEMA 3R OUTDOOR |  |  | SIEMANS/ITE HF363NR | SIEMENS SAFETY SWITCH, RAINTITE, 600V | P | 942.8 | 1131.36 | 883.88 | 662.91 | 1063.8 | 1063.8 | EA | SWTS562 | IAF1100
SWTS562 | 0 | 412.94 | LK | 100A 600V FUSIBLE SAFETY SWTCH | NEMA 3R OUTDOOR |  |  | SIEMANS/ITE HF363NR | SIEMENS SAFETY SWITCH, RAINTITE, 600V | P | 942.8 | 1131.36 | 883.88 | 662.91 | 1063.8 | 1063.8 | EA | SWTS562 | RAINTITE
SWTS562 | 0 | 412.94 | LK | 100A 600V FUSIBLE SAFETY SWTCH | NEMA 3R OUTDOOR |  |  | SIEMANS/ITE HF363NR | SIEMENS SAFETY SWITCH, RAINTITE, 600V | P | 942.8 | 1131.36 | 883.88 | 662.91 | 1063.8 | 1063.8 | EA | SWTS562 | SAFETY SWITCH
SWTS562 | 0 | 412.94 | LK | 100A 600V FUSIBLE SAFETY SWTCH | NEMA 3R OUTDOOR |  |  | SIEMANS/ITE HF363NR | SIEMENS SAFETY SWITCH, RAINTITE, 600V | P | 942.8 | 1131.36 | 883.88 | 662.91 | 1063.8 | 1063.8 | EA | SWTS562 | SIEMANS/ITE HF363NR
SWTS562 | 0 | 412.94 | LK | 100A 600V FUSIBLE SAFETY SWTCH | NEMA 3R OUTDOOR |  |  | SIEMANS/ITE HF363NR | SIEMENS SAFETY SWITCH, RAINTITE, 600V | P | 942.8 | 1131.36 | 883.88 | 662.91 | 1063.8 | 1063.8 | EA | SWTS562 | SIEMANS/ITE HF363R
SWTS562 | 0 | 412.94 | LK | 100A 600V FUSIBLE SAFETY SWTCH | NEMA 3R OUTDOOR |  |  | SIEMANS/ITE HF363NR | SIEMENS SAFETY SWITCH, RAINTITE, 600V | P | 942.8 | 1131.36 | 883.88 | 662.91 | 1063.8 | 1063.8 | EA | SWTS562 | SOLID NEUTRAL
SWTS562 | 0 | 412.94 | LK | 100A 600V FUSIBLE SAFETY SWTCH | NEMA 3R OUTDOOR |  |  | SIEMANS/ITE HF363NR | SIEMENS SAFETY SWITCH, RAINTITE, 600V | P | 942.8 | 1131.36 | 883.88 | 662.91 | 1063.8 | 1063.8 | EA | SWTS562 | SW562
SWTS563 | 0 | 396.89 | LK | 200A 600V FUSIBLE SAFETY SWTCH | NEMA 3R OUTDOOR |  |  | SIEMANS/ITE HF364R or HF364NR | SIEMENS SAFETY SWITCH, RAINTITE, 600V | P | 1256.8 | 1508.16 | 1178.25 | 883.69 | 1221.26 | 1221.26 | EA | SWTS563 | 3P 3FUSE
SWTS563 | 0 | 396.89 | LK | 200A 600V FUSIBLE SAFETY SWTCH | NEMA 3R OUTDOOR |  |  | SIEMANS/ITE HF364R or HF364NR | SIEMENS SAFETY SWITCH, RAINTITE, 600V | P | 1256.8 | 1508.16 | 1178.25 | 883.69 | 1221.26 | 1221.26 | EA | SWTS563 | FURNAS
SWTS563 | 0 | 396.89 | LK | 200A 600V FUSIBLE SAFETY SWTCH | NEMA 3R OUTDOOR |  |  | SIEMANS/ITE HF364R or HF364NR | SIEMENS SAFETY SWITCH, RAINTITE, 600V | P | 1256.8 | 1508.16 | 1178.25 | 883.69 | 1221.26 | 1221.26 | EA | SWTS563 | FUSIBLE DISCONNECT
SWTS563 | 0 | 396.89 | LK | 200A 600V FUSIBLE SAFETY SWTCH | NEMA 3R OUTDOOR |  |  | SIEMANS/ITE HF364R or HF364NR | SIEMENS SAFETY SWITCH, RAINTITE, 600V | P | 1256.8 | 1508.16 | 1178.25 | 883.69 | 1221.26 | 1221.26 | EA | SWTS563 | HEAVY DUTY
SWTS563 | 0 | 396.89 | LK | 200A 600V FUSIBLE SAFETY SWTCH | NEMA 3R OUTDOOR |  |  | SIEMANS/ITE HF364R or HF364NR | SIEMENS SAFETY SWITCH, RAINTITE, 600V | P | 1256.8 | 1508.16 | 1178.25 | 883.69 | 1221.26 | 1221.26 | EA | SWTS563 | RAINTITE
SWTS563 | 0 | 396.89 | LK | 200A 600V FUSIBLE SAFETY SWTCH | NEMA 3R OUTDOOR |  |  | SIEMANS/ITE HF364R or HF364NR | SIEMENS SAFETY SWITCH, RAINTITE, 600V | P | 1256.8 | 1508.16 | 1178.25 | 883.69 | 1221.26 | 1221.26 | EA | SWTS563 | SAFETY SWITCH
SWTS563 | 0 | 396.89 | LK | 200A 600V FUSIBLE SAFETY SWTCH | NEMA 3R OUTDOOR |  |  | SIEMANS/ITE HF364R or HF364NR | SIEMENS SAFETY SWITCH, RAINTITE, 600V | P | 1256.8 | 1508.16 | 1178.25 | 883.69 | 1221.26 | 1221.26 | EA | SWTS563 | SIEMANS/ITE HF364NR
SWTS563 | 0 | 396.89 | LK | 200A 600V FUSIBLE SAFETY SWTCH | NEMA 3R OUTDOOR |  |  | SIEMANS/ITE HF364R or HF364NR | SIEMENS SAFETY SWITCH, RAINTITE, 600V | P | 1256.8 | 1508.16 | 1178.25 | 883.69 | 1221.26 | 1221.26 | EA | SWTS563 | SIEMANS/ITE HF364R
SWTS563 | 0 | 396.89 | LK | 200A 600V FUSIBLE SAFETY SWTCH | NEMA 3R OUTDOOR |  |  | SIEMANS/ITE HF364R or HF364NR | SIEMENS SAFETY SWITCH, RAINTITE, 600V | P | 1256.8 | 1508.16 | 1178.25 | 883.69 | 1221.26 | 1221.26 | EA | SWTS563 | SOLID NEUTRAL
SWTS563 | 0 | 396.89 | LK | 200A 600V FUSIBLE SAFETY SWTCH | NEMA 3R OUTDOOR |  |  | SIEMANS/ITE HF364R or HF364NR | SIEMENS SAFETY SWITCH, RAINTITE, 600V | P | 1256.8 | 1508.16 | 1178.25 | 883.69 | 1221.26 | 1221.26 | EA | SWTS563 | SW563
SWTS564 | 0 | 1422.93 | LK | 400A 600V FUSIBLE SAFETY SWTCH | NEMA 3R OUTDOOR |  |  | SIEMANS/ITE HF365R or HF365NR | SIEMENS SAFETY SWITCH, RAINTITE, 600V | P | 3095.2 | 3714.24 | 2901.75 | 2176.31 | 0 | 3280.91 | EA | SWTS564 | 3P 3FUSE
SWTS564 | 0 | 1422.93 | LK | 400A 600V FUSIBLE SAFETY SWTCH | NEMA 3R OUTDOOR |  |  | SIEMANS/ITE HF365R or HF365NR | SIEMENS SAFETY SWITCH, RAINTITE, 600V | P | 3095.2 | 3714.24 | 2901.75 | 2176.31 | 0 | 3280.91 | EA | SWTS564 | FURNAS
SWTS564 | 0 | 1422.93 | LK | 400A 600V FUSIBLE SAFETY SWTCH | NEMA 3R OUTDOOR |  |  | SIEMANS/ITE HF365R or HF365NR | SIEMENS SAFETY SWITCH, RAINTITE, 600V | P | 3095.2 | 3714.24 | 2901.75 | 2176.31 | 0 | 3280.91 | EA | SWTS564 | FUSIBLE DISCONNECT
SWTS564 | 0 | 1422.93 | LK | 400A 600V FUSIBLE SAFETY SWTCH | NEMA 3R OUTDOOR |  |  | SIEMANS/ITE HF365R or HF365NR | SIEMENS SAFETY SWITCH, RAINTITE, 600V | P | 3095.2 | 3714.24 | 2901.75 | 2176.31 | 0 | 3280.91 | EA | SWTS564 | HEAVY DUTY
SWTS564 | 0 | 1422.93 | LK | 400A 600V FUSIBLE SAFETY SWTCH | NEMA 3R OUTDOOR |  |  | SIEMANS/ITE HF365R or HF365NR | SIEMENS SAFETY SWITCH, RAINTITE, 600V | P | 3095.2 | 3714.24 | 2901.75 | 2176.31 | 0 | 3280.91 | EA | SWTS564 | RAINTITE
SWTS564 | 0 | 1422.93 | LK | 400A 600V FUSIBLE SAFETY SWTCH | NEMA 3R OUTDOOR |  |  | SIEMANS/ITE HF365R or HF365NR | SIEMENS SAFETY SWITCH, RAINTITE, 600V | P | 3095.2 | 3714.24 | 2901.75 | 2176.31 | 0 | 3280.91 | EA | SWTS564 | SAFETY SWITCH
SWTS564 | 0 | 1422.93 | LK | 400A 600V FUSIBLE SAFETY SWTCH | NEMA 3R OUTDOOR |  |  | SIEMANS/ITE HF365R or HF365NR | SIEMENS SAFETY SWITCH, RAINTITE, 600V | P | 3095.2 | 3714.24 | 2901.75 | 2176.31 | 0 | 3280.91 | EA | SWTS564 | SIEMANS/ITE HF365NR
SWTS564 | 0 | 1422.93 | LK | 400A 600V FUSIBLE SAFETY SWTCH | NEMA 3R OUTDOOR |  |  | SIEMANS/ITE HF365R or HF365NR | SIEMENS SAFETY SWITCH, RAINTITE, 600V | P | 3095.2 | 3714.24 | 2901.75 | 2176.31 | 0 | 3280.91 | EA | SWTS564 | SIEMANS/ITE HF365R
SWTS564 | 0 | 1422.93 | LK | 400A 600V FUSIBLE SAFETY SWTCH | NEMA 3R OUTDOOR |  |  | SIEMANS/ITE HF365R or HF365NR | SIEMENS SAFETY SWITCH, RAINTITE, 600V | P | 3095.2 | 3714.24 | 2901.75 | 2176.31 | 0 | 3280.91 | EA | SWTS564 | SOLID NEUTRAL
SWTS564 | 0 | 1422.93 | LK | 400A 600V FUSIBLE SAFETY SWTCH | NEMA 3R OUTDOOR |  |  | SIEMANS/ITE HF365R or HF365NR | SIEMENS SAFETY SWITCH, RAINTITE, 600V | P | 3095.2 | 3714.24 | 2901.75 | 2176.31 | 0 | 3280.91 | EA | SWTS564 | SW564
SWTS565 | 0 | 0 | LK | 600A 600V FUSIBLE SAFETY SWTCH | NEMA 3R OUTDOOR |  |  | SIEMANS/ITE HF366R or HF366NR | SIEMENS SAFETY SWITCH, RAINTITE, 600V | P | 5886.8 | 7064.16 | 5518.88 | 3863.22 | 0 | 6240.01 | EA | SWTS565 | 3P 3FUSE
SWTS565 | 0 | 0 | LK | 600A 600V FUSIBLE SAFETY SWTCH | NEMA 3R OUTDOOR |  |  | SIEMANS/ITE HF366R or HF366NR | SIEMENS SAFETY SWITCH, RAINTITE, 600V | P | 5886.8 | 7064.16 | 5518.88 | 3863.22 | 0 | 6240.01 | EA | SWTS565 | FURNAS
SWTS565 | 0 | 0 | LK | 600A 600V FUSIBLE SAFETY SWTCH | NEMA 3R OUTDOOR |  |  | SIEMANS/ITE HF366R or HF366NR | SIEMENS SAFETY SWITCH, RAINTITE, 600V | P | 5886.8 | 7064.16 | 5518.88 | 3863.22 | 0 | 6240.01 | EA | SWTS565 | FUSIBLE DISCONNECT
SWTS565 | 0 | 0 | LK | 600A 600V FUSIBLE SAFETY SWTCH | NEMA 3R OUTDOOR |  |  | SIEMANS/ITE HF366R or HF366NR | SIEMENS SAFETY SWITCH, RAINTITE, 600V | P | 5886.8 | 7064.16 | 5518.88 | 3863.22 | 0 | 6240.01 | EA | SWTS565 | HEAVY DUTY
SWTS565 | 0 | 0 | LK | 600A 600V FUSIBLE SAFETY SWTCH | NEMA 3R OUTDOOR |  |  | SIEMANS/ITE HF366R or HF366NR | SIEMENS SAFETY SWITCH, RAINTITE, 600V | P | 5886.8 | 7064.16 | 5518.88 | 3863.22 | 0 | 6240.01 | EA | SWTS565 | RAINTITE
SWTS565 | 0 | 0 | LK | 600A 600V FUSIBLE SAFETY SWTCH | NEMA 3R OUTDOOR |  |  | SIEMANS/ITE HF366R or HF366NR | SIEMENS SAFETY SWITCH, RAINTITE, 600V | P | 5886.8 | 7064.16 | 5518.88 | 3863.22 | 0 | 6240.01 | EA | SWTS565 | SAFETY SWITCH
SWTS565 | 0 | 0 | LK | 600A 600V FUSIBLE SAFETY SWTCH | NEMA 3R OUTDOOR |  |  | SIEMANS/ITE HF366R or HF366NR | SIEMENS SAFETY SWITCH, RAINTITE, 600V | P | 5886.8 | 7064.16 | 5518.88 | 3863.22 | 0 | 6240.01 | EA | SWTS565 | SIEMANS/ITE HF366NR
SWTS565 | 0 | 0 | LK | 600A 600V FUSIBLE SAFETY SWTCH | NEMA 3R OUTDOOR |  |  | SIEMANS/ITE HF366R or HF366NR | SIEMENS SAFETY SWITCH, RAINTITE, 600V | P | 5886.8 | 7064.16 | 5518.88 | 3863.22 | 0 | 6240.01 | EA | SWTS565 | SIEMANS/ITE HF366R
SWTS565 | 0 | 0 | LK | 600A 600V FUSIBLE SAFETY SWTCH | NEMA 3R OUTDOOR |  |  | SIEMANS/ITE HF366R or HF366NR | SIEMENS SAFETY SWITCH, RAINTITE, 600V | P | 5886.8 | 7064.16 | 5518.88 | 3863.22 | 0 | 6240.01 | EA | SWTS565 | SOLID NEUTRAL
SWTS565 | 0 | 0 | LK | 600A 600V FUSIBLE SAFETY SWTCH | NEMA 3R OUTDOOR |  |  | SIEMANS/ITE HF366R or HF366NR | SIEMENS SAFETY SWITCH, RAINTITE, 600V | P | 5886.8 | 7064.16 | 5518.88 | 3863.22 | 0 | 6240.01 | EA | SWTS565 | SW565
SWTQ570 | 134.55 | 231.89 | LK | DISCONNECT 30A 3PH 600V |  |  |  | SQD H361RB | SAFETY SWITCHES SQUARE D | P | 353.6 | 424.31 | 353.6 | 265.2 | 534.6 | 534.6 | EA | SWTQ570 | IAI1030
SWTQ570 | 134.55 | 231.89 | LK | DISCONNECT 30A 3PH 600V |  |  |  | SQD H361RB | SAFETY SWITCHES SQUARE D | P | 353.6 | 424.31 | 353.6 | 265.2 | 534.6 | 534.6 | EA | SWTQ570 | SW570
SWTQ574 | 147.63 | 266.46 | LK | DISCONNECT 60A 600V |  |  |  | SQD H362RB | SAFETY SWITCHES SQUARE D | P | 363.95 | 436.73 | 363.95 | 272.96 | 599.4 | 599.4 | EA | SWTQ574 | EL185
SWTQ574 | 147.63 | 266.46 | LK | DISCONNECT 60A 600V |  |  |  | SQD H362RB | SAFETY SWITCHES SQUARE D | P | 363.95 | 436.73 | 363.95 | 272.96 | 599.4 | 599.4 | EA | SWTQ574 | IAI1060
SWTQ574 | 147.63 | 266.46 | LK | DISCONNECT 60A 600V |  |  |  | SQD H362RB | SAFETY SWITCHES SQUARE D | P | 363.95 | 436.73 | 363.95 | 272.96 | 599.4 | 599.4 | EA | SWTQ574 | SW574
SWT542 | 0 | 0 | LK | CCS PRESSURE SWITCH | 646GZE3-7011 |  |  |  | MISCELLENEOUS SWITCHES | P | 443.12 | 531.74 | 443.12 | 376.65 | 0 | 469.71 | EA | SWT542 | SW542
SWT544 | 0 | 0 | LK | CCS PRESSURE SWITCH | 646GZE5-7011 |  |  |  | MISCELLENEOUS SWITCHES | P | 459 | 550.8 | 459 | 390.15 | 0 | 486.54 | EA | SWT544 | SW544
SWTS560 | 0 | 122.0933 | LK | 30A 600V FUSIBLE SAFETY SWITCH | NEMA 3R OUTDOOR |  |  | SIEMANS/ITE HF361R or HF361NR | SIEMENS SAFETY SWITCH, RAINTITE, 600V | P | 516.8 | 620.16 | 484.5 | 363.38 | 245.5 | 469.62 | EA | SWTS560 | 3P 3 FUSE
SWTS560 | 0 | 122.0933 | LK | 30A 600V FUSIBLE SAFETY SWITCH | NEMA 3R OUTDOOR |  |  | SIEMANS/ITE HF361R or HF361NR | SIEMENS SAFETY SWITCH, RAINTITE, 600V | P | 516.8 | 620.16 | 484.5 | 363.38 | 245.5 | 469.62 | EA | SWTS560 | FURNAS
SWTS560 | 0 | 122.0933 | LK | 30A 600V FUSIBLE SAFETY SWITCH | NEMA 3R OUTDOOR |  |  | SIEMANS/ITE HF361R or HF361NR | SIEMENS SAFETY SWITCH, RAINTITE, 600V | P | 516.8 | 620.16 | 484.5 | 363.38 | 245.5 | 469.62 | EA | SWTS560 | FUSIBLE DISCONNECT
SWTS560 | 0 | 122.0933 | LK | 30A 600V FUSIBLE SAFETY SWITCH | NEMA 3R OUTDOOR |  |  | SIEMANS/ITE HF361R or HF361NR | SIEMENS SAFETY SWITCH, RAINTITE, 600V | P | 516.8 | 620.16 | 484.5 | 363.38 | 245.5 | 469.62 | EA | SWTS560 | HEAVY DUTY
SWTS560 | 0 | 122.0933 | LK | 30A 600V FUSIBLE SAFETY SWITCH | NEMA 3R OUTDOOR |  |  | SIEMANS/ITE HF361R or HF361NR | SIEMENS SAFETY SWITCH, RAINTITE, 600V | P | 516.8 | 620.16 | 484.5 | 363.38 | 245.5 | 469.62 | EA | SWTS560 | RAINTITE
SWTS560 | 0 | 122.0933 | LK | 30A 600V FUSIBLE SAFETY SWITCH | NEMA 3R OUTDOOR |  |  | SIEMANS/ITE HF361R or HF361NR | SIEMENS SAFETY SWITCH, RAINTITE, 600V | P | 516.8 | 620.16 | 484.5 | 363.38 | 245.5 | 469.62 | EA | SWTS560 | SIEMANS/ITE HF361NR
SWTS560 | 0 | 122.0933 | LK | 30A 600V FUSIBLE SAFETY SWITCH | NEMA 3R OUTDOOR |  |  | SIEMANS/ITE HF361R or HF361NR | SIEMENS SAFETY SWITCH, RAINTITE, 600V | P | 516.8 | 620.16 | 484.5 | 363.38 | 245.5 | 469.62 | EA | SWTS560 | SIEMANS/ITE HF361R
SWTS560 | 0 | 122.0933 | LK | 30A 600V FUSIBLE SAFETY SWITCH | NEMA 3R OUTDOOR |  |  | SIEMANS/ITE HF361R or HF361NR | SIEMENS SAFETY SWITCH, RAINTITE, 600V | P | 516.8 | 620.16 | 484.5 | 363.38 | 245.5 | 469.62 | EA | SWTS560 | SOLID NEUTRAL
SWTS560 | 0 | 122.0933 | LK | 30A 600V FUSIBLE SAFETY SWITCH | NEMA 3R OUTDOOR |  |  | SIEMANS/ITE HF361R or HF361NR | SIEMENS SAFETY SWITCH, RAINTITE, 600V | P | 516.8 | 620.16 | 484.5 | 363.38 | 245.5 | 469.62 | EA | SWTS560 | SW560
SWTS561 | 0 | 0 | LK | 60A 600V FUSIBLE SAFETY SWITCH | NEMA 3R OUTDOOR |  |  | SIEMANS/ITE HF362NR | SIEMENS SAFETY SWITCH, RAINTITE, 600V | P | 598.4 | 718.08 | 561 | 420.75 | 775.53 | 775.53 | EA | SWTS561 | FURNAS
SWTS561 | 0 | 0 | LK | 60A 600V FUSIBLE SAFETY SWITCH | NEMA 3R OUTDOOR |  |  | SIEMANS/ITE HF362NR | SIEMENS SAFETY SWITCH, RAINTITE, 600V | P | 598.4 | 718.08 | 561 | 420.75 | 775.53 | 775.53 | EA | SWTS561 | FUSIBLE DISCONNECT
SWTS561 | 0 | 0 | LK | 60A 600V FUSIBLE SAFETY SWITCH | NEMA 3R OUTDOOR |  |  | SIEMANS/ITE HF362NR | SIEMENS SAFETY SWITCH, RAINTITE, 600V | P | 598.4 | 718.08 | 561 | 420.75 | 775.53 | 775.53 | EA | SWTS561 | HEAVY DUTY
SWTS561 | 0 | 0 | LK | 60A 600V FUSIBLE SAFETY SWITCH | NEMA 3R OUTDOOR |  |  | SIEMANS/ITE HF362NR | SIEMENS SAFETY SWITCH, RAINTITE, 600V | P | 598.4 | 718.08 | 561 | 420.75 | 775.53 | 775.53 | EA | SWTS561 | IAF1060
SWTS561 | 0 | 0 | LK | 60A 600V FUSIBLE SAFETY SWITCH | NEMA 3R OUTDOOR |  |  | SIEMANS/ITE HF362NR | SIEMENS SAFETY SWITCH, RAINTITE, 600V | P | 598.4 | 718.08 | 561 | 420.75 | 775.53 | 775.53 | EA | SWTS561 | P 3 FUSE
SWTS561 | 0 | 0 | LK | 60A 600V FUSIBLE SAFETY SWITCH | NEMA 3R OUTDOOR |  |  | SIEMANS/ITE HF362NR | SIEMENS SAFETY SWITCH, RAINTITE, 600V | P | 598.4 | 718.08 | 561 | 420.75 | 775.53 | 775.53 | EA | SWTS561 | RAINTITE
SWTS561 | 0 | 0 | LK | 60A 600V FUSIBLE SAFETY SWITCH | NEMA 3R OUTDOOR |  |  | SIEMANS/ITE HF362NR | SIEMENS SAFETY SWITCH, RAINTITE, 600V | P | 598.4 | 718.08 | 561 | 420.75 | 775.53 | 775.53 | EA | SWTS561 | SIEMANS/ITE HF362NR
SWTS561 | 0 | 0 | LK | 60A 600V FUSIBLE SAFETY SWITCH | NEMA 3R OUTDOOR |  |  | SIEMANS/ITE HF362NR | SIEMENS SAFETY SWITCH, RAINTITE, 600V | P | 598.4 | 718.08 | 561 | 420.75 | 775.53 | 775.53 | EA | SWTS561 | SIEMANS/ITE HF362R
SWTS561 | 0 | 0 | LK | 60A 600V FUSIBLE SAFETY SWITCH | NEMA 3R OUTDOOR |  |  | SIEMANS/ITE HF362NR | SIEMENS SAFETY SWITCH, RAINTITE, 600V | P | 598.4 | 718.08 | 561 | 420.75 | 775.53 | 775.53 | EA | SWTS561 | SOLID NEUTRAL
SWTS561 | 0 | 0 | LK | 60A 600V FUSIBLE SAFETY SWITCH | NEMA 3R OUTDOOR |  |  | SIEMANS/ITE HF362NR | SIEMENS SAFETY SWITCH, RAINTITE, 600V | P | 598.4 | 718.08 | 561 | 420.75 | 775.53 | 775.53 | EA | SWTS561 | SW561
SWM492 | 0 | 0 | LK | TANK LEVEL "MAJOR" HEADSWITCH | FROM 24' TO 60' |  |  |  | ""MAJOR"" TANK LEVEL HEADSWITCH | P | 879.84 | 1055.81 | 879.84 | 835.84 | 0 | 932.63 | EA | SWM492 | SW492
SWM492 | 0 | 0 | LK | TANK LEVEL "MAJOR" HEADSWITCH | FROM 24' TO 60' |  |  |  | ""MAJOR"" TANK LEVEL HEADSWITCH | P | 879.84 | 1055.81 | 879.84 | 835.84 | 0 | 932.63 | EA | SWM492 | SWM492
SWM506 | 0 | 0 | LK | SNUBBER FOR MAJOR HEADSWITCH |  |  |  | MAJOR 000062-A | ""MAJOR"" HEADSWITCH PARTS | P | 162.34 | 194.81 | 162.34 | 162.34 | 0 | 172.08 | EA | SWM506 | MAJOR 000062A
SWM506 | 0 | 0 | LK | SNUBBER FOR MAJOR HEADSWITCH |  |  |  | MAJOR 000062-A | ""MAJOR"" HEADSWITCH PARTS | P | 162.34 | 194.81 | 162.34 | 162.34 | 0 | 172.08 | EA | SWM506 | SW506
SWM506 | 0 | 0 | LK | SNUBBER FOR MAJOR HEADSWITCH |  |  |  | MAJOR 000062-A | ""MAJOR"" HEADSWITCH PARTS | P | 162.34 | 194.81 | 162.34 | 162.34 | 0 | 172.08 | EA | SWM506 | SWM506
SWT530 | 11.12 | 11.12 | LK | #MSTO1 TOGGLE OPERATED, | TYPE MS MANUAL STARTER |  |  |  | MISCELLENEOUS SWITCHES | P | 150.96 | 181.15 | 129.2 | 116.28 | 21.62 | 25.65 | EA | SWT530 | SW530
SWTC444 | 0 | 0 | LK | 100 AMP CH SAFETY SWITCH | RAINTITE, 600V |  |  |  | SAFETY SWITCHES CH | P | 928.8 | 1114.56 | 870.75 | 522.45 | 0 | 984.53 | EA | SWTC444 | SW444
SWTC444 | 0 | 0 | LK | 100 AMP CH SAFETY SWITCH | RAINTITE, 600V |  |  |  | SAFETY SWITCHES CH | P | 928.8 | 1114.56 | 870.75 | 522.45 | 0 | 984.53 | EA | SWTC444 | SWC444
SWTC446 | 0 | 0 | LK | 200 AMP CH SAFETY SWITCH | RAINTITE, 600V |  |  |  | SAFETY SWITCHES CH | P | 1322.4 | 1586.88 | 1239.75 | 743.85 | 0 | 1401.74 | EA | SWTC446 | SW446
SWTC446 | 0 | 0 | LK | 200 AMP CH SAFETY SWITCH | RAINTITE, 600V |  |  |  | SAFETY SWITCHES CH | P | 1322.4 | 1586.88 | 1239.75 | 743.85 | 0 | 1401.74 | EA | SWTC446 | SWC446
SWTC448 | 0 | 0 | LK | 400 AMP CH SAFETY SWITCH | RAINTITE, 600V |  |  |  | SAFETY SWITCHES CH | P | 3134.4 | 3761.28 | 2938.5 | 1763.1 | 0 | 3322.46 | EA | SWTC448 | SW448
SWTC448 | 0 | 0 | LK | 400 AMP CH SAFETY SWITCH | RAINTITE, 600V |  |  |  | SAFETY SWITCHES CH | P | 3134.4 | 3761.28 | 2938.5 | 1763.1 | 0 | 3322.46 | EA | SWTC448 | SWC448
SWTC450 | 0 | 0 | LK | 600 AMP CH SAFETY SWITCH | RAINTITE, 600V |  |  |  | SAFETY SWITCHES CH | P | 6189.6 | 7427.52 | 5802.75 | 3481.65 | 0 | 6560.98 | EA | SWTC450 | SW450
SWTC450 | 0 | 0 | LK | 600 AMP CH SAFETY SWITCH | RAINTITE, 600V |  |  |  | SAFETY SWITCHES CH | P | 6189.6 | 7427.52 | 5802.75 | 3481.65 | 0 | 6560.98 | EA | SWTC450 | SWC450
SWTG400 | 0 | 0 | LK | THMS31 G.E. DISCONNECT | SWITCH 30 AMP, 600V |  |  |  | DISCONNECT SWITCHES G.E. | P | 357.7 | 429.24 | 311.04 | 290.34 | 360.95 | 360.95 | EA | SWTG400 | GE THMS31
SWTG400 | 0 | 0 | LK | THMS31 G.E. DISCONNECT | SWITCH 30 AMP, 600V |  |  |  | DISCONNECT SWITCHES G.E. | P | 357.7 | 429.24 | 311.04 | 290.34 | 360.95 | 360.95 | EA | SWTG400 | SWG400
SWTG402 | 0 | 0 | LK | THMS32 G.E. DISCONNECT | SWITCH 60 AMP, 600V |  |  |  | DISCONNECT SWITCHES G.E. | P | 408.02 | 489.62 | 354.8 | 337.78 | 411.75 | 411.75 | EA | SWTG402 | GE THMS32
SWTG402 | 0 | 0 | LK | THMS32 G.E. DISCONNECT | SWITCH 60 AMP, 600V |  |  |  | DISCONNECT SWITCHES G.E. | P | 408.02 | 489.62 | 354.8 | 337.78 | 411.75 | 411.75 | EA | SWTG402 | SWG402
SWTG404 | 0 | 0 | LK | THMS33 G.E. DISCONNECT | SWITCH 100 AMP, 600V |  |  |  | DISCONNECT SWITCHES G.E. | P | 711.79 | 854.15 | 618.95 | 589.25 | 718.29 | 718.29 | EA | SWTG404 | GE THMS33
SWTG404 | 0 | 0 | LK | THMS33 G.E. DISCONNECT | SWITCH 100 AMP, 600V |  |  |  | DISCONNECT SWITCHES G.E. | P | 711.79 | 854.15 | 618.95 | 589.25 | 718.29 | 718.29 | EA | SWTG404 | SWG404
SWTG406 | 0 | 0 | LK | THMS34 G.E. DISCONNECT | SWITCH 200 AMP, 600V |  |  |  | DISCONNECT SWITCHES G.E. | P | 1207.89 | 1449.47 | 1050.34 | 999.94 | 1218.93 | 1218.93 | EA | SWTG406 | GE THMS34
SWTG406 | 0 | 0 | LK | THMS34 G.E. DISCONNECT | SWITCH 200 AMP, 600V |  |  |  | DISCONNECT SWITCHES G.E. | P | 1207.89 | 1449.47 | 1050.34 | 999.94 | 1218.93 | 1218.93 | EA | SWTG406 | SWG406
SWTC440 | 0 | 0 | LK | 30 AMP CH SAFETY SWITCH | RAINTITE 600V |  |  |  | SAFETY SWITCHES CH | P | 540 | 648 | 506.25 | 303.75 | 0 | 572.4 | EA | SWTC440 | SW440
SWTC440 | 0 | 0 | LK | 30 AMP CH SAFETY SWITCH | RAINTITE 600V |  |  |  | SAFETY SWITCHES CH | P | 540 | 648 | 506.25 | 303.75 | 0 | 572.4 | EA | SWTC440 | SWC440
SWTC442 | 0 | 0 | LK | 60 AMP CH SAFETY SWITCH | RAINTITE 600V |  |  |  | SAFETY SWITCHES CH | P | 634.56 | 761.47 | 594.9 | 356.94 | 0 | 672.63 | EA | SWTC442 | SW442
SWTC442 | 0 | 0 | LK | 60 AMP CH SAFETY SWITCH | RAINTITE 600V |  |  |  | SAFETY SWITCHES CH | P | 634.56 | 761.47 | 594.9 | 356.94 | 0 | 672.63 | EA | SWTC442 | SWC442
STR406 | 42 | 40.6705 | LK | 1 1/4" 2-HOLE PIPE STRAP RIGID |  |  |  | THM HS904 | TWO-HOLE, STEEL PIPE STRAPS (RIGID) | P | 131.94 | 158.33 | 105.55 | 95 | 81.65 | 139.86 | C | STR406 | BAA0406
STR406 | 42 | 40.6705 | LK | 1 1/4" 2-HOLE PIPE STRAP RIGID |  |  |  | THM HS904 | TWO-HOLE, STEEL PIPE STRAPS (RIGID) | P | 131.94 | 158.33 | 105.55 | 95 | 81.65 | 139.86 | C | STR406 | ST406
STR408 | 30.67 | 44.7 | LK | 1 1/2" 2-HOLE PIPE STRAP RIGID |  |  |  | THM HS905 (50/box) | TWO-HOLE, STEEL PIPE STRAPS (RIGID) | P | 156.71 | 188.06 | 125.37 | 113 | 140.4 | 166.11 | C | STR408 | BAA0506
STR408 | 30.67 | 44.7 | LK | 1 1/2" 2-HOLE PIPE STRAP RIGID |  |  |  | THM HS905 (50/box) | TWO-HOLE, STEEL PIPE STRAPS (RIGID) | P | 156.71 | 188.06 | 125.37 | 113 | 140.4 | 166.11 | C | STR408 | ST408
STR410 | 79 | 77.3202 | LK | 2" 2-HOLE PIPE STRAP RIGID |  |  |  |  | TWO-HOLE, STEEL PIPE STRAPS (RIGID) | P | 227.76 | 273.32 | 182.21 | 164 | 145.8 | 241.43 | C | STR410 | BAA0606
STR410 | 79 | 77.3202 | LK | 2" 2-HOLE PIPE STRAP RIGID |  |  |  |  | TWO-HOLE, STEEL PIPE STRAPS (RIGID) | P | 227.76 | 273.32 | 182.21 | 164 | 145.8 | 241.43 | C | STR410 | PIPE HANGAR
STR410 | 79 | 77.3202 | LK | 2" 2-HOLE PIPE STRAP RIGID |  |  |  |  | TWO-HOLE, STEEL PIPE STRAPS (RIGID) | P | 227.76 | 273.32 | 182.21 | 164 | 145.8 | 241.43 | C | STR410 | PIPE HANGER
STR410 | 79 | 77.3202 | LK | 2" 2-HOLE PIPE STRAP RIGID |  |  |  |  | TWO-HOLE, STEEL PIPE STRAPS (RIGID) | P | 227.76 | 273.32 | 182.21 | 164 | 145.8 | 241.43 | C | STR410 | ST410
STR410 | 79 | 77.3202 | LK | 2" 2-HOLE PIPE STRAP RIGID |  |  |  |  | TWO-HOLE, STEEL PIPE STRAPS (RIGID) | P | 227.76 | 273.32 | 182.21 | 164 | 145.8 | 241.43 | C | STR410 | STL CTY HS906
STR410 | 79 | 77.3202 | LK | 2" 2-HOLE PIPE STRAP RIGID |  |  |  |  | TWO-HOLE, STEEL PIPE STRAPS (RIGID) | P | 227.76 | 273.32 | 182.21 | 164 | 145.8 | 241.43 | C | STR410 | XLK259
STR412 | 63.2 | 78.0508 | LK | 2 1/2" 2 HOLE PIPE STRAP RIGID |  | STRAP (25/BOX) |  | THM HS906 (25/box) | TWO-HOLE, STEEL PIPE STRAPS (RIGID) | P | 323.33 | 388 | 258.66 | 233 | 232.2 | 342.73 | C | STR412 | ST412
STR414 | 109.58 | 145.5 | LK | 3" 2-HOLE PIPE STRAP RIGID |  |  |  | THM HS908 | TWO-HOLE, STEEL PIPE STRAPS (RIGID) | P | 452.23 | 542.67 | 361.78 | 326 | 265 | 479.36 | C | STR414 | BAA0806
STR414 | 109.58 | 145.5 | LK | 3" 2-HOLE PIPE STRAP RIGID |  |  |  | THM HS908 | TWO-HOLE, STEEL PIPE STRAPS (RIGID) | P | 452.23 | 542.67 | 361.78 | 326 | 265 | 479.36 | C | STR414 | ST414
STR416 | 155.92 | 477.6667 | LK | 4" 2-HOLE PIPE STRAP RIGID |  |  |  | THM HS-910 | TWO-HOLE, STEEL PIPE STRAPS (RIGID) | P | 575.35 | 690.42 | 460.28 | 414 | 302.4 | 609.87 | C | STR416 | BAA1006
STR416 | 155.92 | 477.6667 | LK | 4" 2-HOLE PIPE STRAP RIGID |  |  |  | THM HS-910 | TWO-HOLE, STEEL PIPE STRAPS (RIGID) | P | 575.35 | 690.42 | 460.28 | 414 | 302.4 | 609.87 | C | STR416 | ST416
STR372 | 22 | 24.1527 | LK | 3/4" 1 HOLE STEEL STRAP | RIGID |  |  | THM HS102 (50/box) | ONE-HOLE, STEEL, PIPE STRAPS, RIGID | P | 257.45 | 308.94 | 205.96 | 144 | 42.77 | 272.9 | C | STR372 | BAA0205
STR372 | 22 | 24.1527 | LK | 3/4" 1 HOLE STEEL STRAP | RIGID |  |  | THM HS102 (50/box) | ONE-HOLE, STEEL, PIPE STRAPS, RIGID | P | 257.45 | 308.94 | 205.96 | 144 | 42.77 | 272.9 | C | STR372 | ST372
STR374 | 41 | 31.4281 | LK | 1" 1 HOLE STEEL STRAP | RIGID |  |  | THM HS103 (100/box) | ONE-HOLE, STEEL, PIPE STRAPS, RIGID | P | 388.84 | 466.61 | 311.07 | 218 | 79.7 | 412.17 | C | STR374 | BAA0305
STR374 | 41 | 31.4281 | LK | 1" 1 HOLE STEEL STRAP | RIGID |  |  | THM HS103 (100/box) | ONE-HOLE, STEEL, PIPE STRAPS, RIGID | P | 388.84 | 466.61 | 311.07 | 218 | 79.7 | 412.17 | C | STR374 | ST374
STR376 | 69 | 47.1228 | LK | 1 1/4" 1-HOLE STEEL STRAP | RIGID |  |  | THM TS104 | ONE-HOLE, STEEL, PIPE STRAPS, RIGID | P | 794.15 | 952.98 | 635.32 | 445 | 134.14 | 815.7 | C | STR376 | BAC0401
STR376 | 69 | 47.1228 | LK | 1 1/4" 1-HOLE STEEL STRAP | RIGID |  |  | THM TS104 | ONE-HOLE, STEEL, PIPE STRAPS, RIGID | P | 794.15 | 952.98 | 635.32 | 445 | 134.14 | 815.7 | C | STR376 | ST376
STR400 | 15 | 17.9512 | LK | 1/2" 2 HOLE PIPE STRAP RIGID |  |  |  | THM HS901 (100/box) | TWO-HOLE, STEEL PIPE STRAPS (RIGID) | P | 39.64 | 47.57 | 31.71 | 29 | 27 | 42.02 | C | STR400 | BAA0106
STR400 | 15 | 17.9512 | LK | 1/2" 2 HOLE PIPE STRAP RIGID |  |  |  | THM HS901 (100/box) | TWO-HOLE, STEEL PIPE STRAPS (RIGID) | P | 39.64 | 47.57 | 31.71 | 29 | 27 | 42.02 | C | STR400 | ST400
STR402 | 20 | 20.4 | LK | 3/4" 2 HOLE PIPE STRAP RIGID |  |  |  | THM HS902 (50/box) | TWO-HOLE, STEEL PIPE STRAPS (RIGID) | P | 53.64 | 64.37 | 42.91 | 39 | 38.88 | 56.86 | C | STR402 | BAA0206
STR402 | 20 | 20.4 | LK | 3/4" 2 HOLE PIPE STRAP RIGID |  |  |  | THM HS902 (50/box) | TWO-HOLE, STEEL PIPE STRAPS (RIGID) | P | 53.64 | 64.37 | 42.91 | 39 | 38.88 | 56.86 | C | STR402 | ST402
STR404 | 37 | 33.9405 | LK | 1" 2-HOLE PIPE STRAP RIGID |  |  |  | THM HS903 | TWO-HOLE, STEEL PIPE STRAPS (RIGID) | P | 83.09 | 99.71 | 66.47 | 60 | 71.93 | 88.08 | C | STR404 | BAA0306
STR404 | 37 | 33.9405 | LK | 1" 2-HOLE PIPE STRAP RIGID |  |  |  | THM HS903 | TWO-HOLE, STEEL PIPE STRAPS (RIGID) | P | 83.09 | 99.71 | 66.47 | 60 | 71.93 | 88.08 | C | STR404 | ST404
STR604 | 0 | 0 | LK | #4-2 SQUEEZON STIRRUP |  |  |  |  | STIRRUPS | P | 1960 | 2352 | 1225 | 1102 | 0 | 2077.6 | C | STR604 | ST350
STR606 | 0 | 0 | LK | #2 - 1/0 SQUEEZON STIRRUP |  |  |  |  | STIRRUPS | P | 2110.4 | 2532.48 | 1318 | 1186 | 0 | 3276.54 | C | STR606 | ST352
STR608 | 0 | 0 | LK | #2/0-4/0 SQUEEZON STIRRUP |  |  |  |  | STIRRUPS | P | 4262 | 5114.4 | 3706 | 3335 | 0 | 4517.72 | C | STR608 | ST354
STR360 | 0 | 0 | LK | 1/4 - 5/16 SINGLE CABLE STRAP |  |  |  |  | CABLE STRAP | P | 711.25 | 853.5 | 618.48 | 464 | 0 | 717.97 | C | STR360 | ST360
STR362 | 0 | 0 | LK | 1/4 - 5/16 DOUBLE CABLE STRAP |  |  |  |  | CABLE STRAP | P | 663.33 | 796 | 576.81 | 433 | 0 | 669.61 | C | STR362 | B LINE B2350-ZN
STR362 | 0 | 0 | LK | 1/4 - 5/16 DOUBLE CABLE STRAP |  |  |  |  | CABLE STRAP | P | 663.33 | 796 | 576.81 | 433 | 0 | 669.61 | C | STR362 | ST362
STR362 | 0 | 0 | LK | 1/4 - 5/16 DOUBLE CABLE STRAP |  |  |  |  | CABLE STRAP | P | 663.33 | 796 | 576.81 | 433 | 0 | 669.61 | C | STR362 | XAC227
STR370 | 20 | 19.5 | LK | 1/2" 1 HOLE STEEL STRAP | RIGID |  |  | THM HS101 (50/box) | ONE-HOLE, STEEL, PIPE STRAPS, RIGID | P | 195.49 | 234.59 | 156.39 | 109 | 27 | 207.22 | C | STR370 | BAA0105
STR370 | 20 | 19.5 | LK | 1/2" 1 HOLE STEEL STRAP | RIGID |  |  | THM HS101 (50/box) | ONE-HOLE, STEEL, PIPE STRAPS, RIGID | P | 195.49 | 234.59 | 156.39 | 109 | 27 | 207.22 | C | STR370 | ST370
STK288 | 1.17 | 6.7083 | LK | #2 NON-INSULATED BUTT SPLICE | (STAKON) |  |  | BUR YS2CLBOX (25/box) | STAKONS BUTT SPLICES (NON-INSULATED) | P | 8.94 | 10.73 | 7.77 | 7.77 | 11.54 | 11.54 | EA | STK288 | BURNDY YS2CL-BOX
STK288 | 1.17 | 6.7083 | LK | #2 NON-INSULATED BUTT SPLICE | (STAKON) |  |  | BUR YS2CLBOX (25/box) | STAKONS BUTT SPLICES (NON-INSULATED) | P | 8.94 | 10.73 | 7.77 | 7.77 | 11.54 | 11.54 | EA | STK288 | FAC0020
STK288 | 1.17 | 6.7083 | LK | #2 NON-INSULATED BUTT SPLICE | (STAKON) |  |  | BUR YS2CLBOX (25/box) | STAKONS BUTT SPLICES (NON-INSULATED) | P | 8.94 | 10.73 | 7.77 | 7.77 | 11.54 | 11.54 | EA | STK288 | ST288
STI310 | 0.25 | 0.538 | LK | 12-10 INSULATED BUTT SPLICE | (STAKON) |  |  |  | STAKONS BUTT SPLICES (INSULATED) | P | 2.09 | 2.51 | 1.82 | 1.82 | 0.97 | 2.15 | EA | STI310 | FAC0002
STI310 | 0.25 | 0.538 | LK | 12-10 INSULATED BUTT SPLICE | (STAKON) |  |  |  | STAKONS BUTT SPLICES (INSULATED) | P | 2.09 | 2.51 | 1.82 | 1.82 | 0.97 | 2.15 | EA | STI310 | ST310
STI312 | 0.16 | 0.3915 | LK | 16-14 INSULATED BUTT SPLICE | (STAKON) BLUE |  |  | THM 2RB14(100/box)/RBB21(1000/ | STAKONS BUTT SPLICES (INSULATED) | P | 1.81 | 2.17 | 1.57 | 1.57 | 0.86 | 2.09 | EA | STI312 | FAC0001
STI312 | 0.16 | 0.3915 | LK | 16-14 INSULATED BUTT SPLICE | (STAKON) BLUE |  |  | THM 2RB14(100/box)/RBB21(1000/ | STAKONS BUTT SPLICES (INSULATED) | P | 1.81 | 2.17 | 1.57 | 1.57 | 0.86 | 2.09 | EA | STI312 | ST312
STI312 | 0.16 | 0.3915 | LK | 16-14 INSULATED BUTT SPLICE | (STAKON) BLUE |  |  | THM 2RB14(100/box)/RBB21(1000/ | STAKONS BUTT SPLICES (INSULATED) | P | 1.81 | 2.17 | 1.57 | 1.57 | 0.86 | 2.09 | EA | STI312 | THM 2RB14
STI314 | 0.25 | 0.3706 | LK | 22-18 INSULATED BUTT SPLICE | (STAKON) |  |  | THM 2RA18 | STAKONS BUTT SPLICES (INSULATED) | P | 1.71 | 2.05 | 1.49 | 1.49 | 0.9 | 1.14 | EA | STI314 | FAC0000
STI314 | 0.25 | 0.3706 | LK | 22-18 INSULATED BUTT SPLICE | (STAKON) |  |  | THM 2RA18 | STAKONS BUTT SPLICES (INSULATED) | P | 1.71 | 2.05 | 1.49 | 1.49 | 0.9 | 1.14 | EA | STI314 | ST314
STI314 | 0.25 | 0.3706 | LK | 22-18 INSULATED BUTT SPLICE | (STAKON) |  |  | THM 2RA18 | STAKONS BUTT SPLICES (INSULATED) | P | 1.71 | 2.05 | 1.49 | 1.49 | 0.9 | 1.14 | EA | STI314 | THM 2RA18
STI314 | 0.25 | 0.3706 | LK | 22-18 INSULATED BUTT SPLICE | (STAKON) |  |  | THM 2RA18 | STAKONS BUTT SPLICES (INSULATED) | P | 1.71 | 2.05 | 1.49 | 1.49 | 0.9 | 1.14 | EA | STI314 | XLK735
STP400 | 0 | 0 | LK | 1-3/4" STAPLES |  |  |  | RUNINGS STERLING 1286B1-32651 | STAPLES | P | 443.9 | 532.68 | 386 | 347 | 0 | 470.53 | CWT | STP400 | RAB0060
STP400 | 0 | 0 | LK | 1-3/4" STAPLES |  |  |  | RUNINGS STERLING 1286B1-32651 | STAPLES | P | 443.9 | 532.68 | 386 | 347 | 0 | 470.53 | CWT | STP400 | ST330
STP402 | 0 | 0 | LK | 3" X 1.06" STAPLE |  |  |  |  | STAPLES | P | 0.93 | 1.12 | 0.93 | 0.84 | 0 | 0.99 | EA | STP402 | ST334
STK258 | 0 | 0 | LK | #4 NON-INSULATED RING TERM | (STAKON) |  |  | BUR YA4CL-BOX | STAKONS RINGS (NON-INSULATED) | P | 3.52 | 4.22 | 3.06 | 3.06 | 3.52 | 3.73 | EA | STK258 | FAB0403
STK258 | 0 | 0 | LK | #4 NON-INSULATED RING TERM | (STAKON) |  |  | BUR YA4CL-BOX | STAKONS RINGS (NON-INSULATED) | P | 3.52 | 4.22 | 3.06 | 3.06 | 3.52 | 3.73 | EA | STK258 | ST258
STK260 | 1.89 | 1.89 | LK | #2 NON-INSULATED RING TERM | (STAKON) |  |  | BUR YA2CL-BOX (25/box) | STAKONS RINGS (NON-INSULATED) | P | 5.24 | 6.29 | 4.56 | 4.56 | 3.67 | 5.55 | EA | STK260 | FAB0400
STK260 | 1.89 | 1.89 | LK | #2 NON-INSULATED RING TERM | (STAKON) |  |  | BUR YA2CL-BOX (25/box) | STAKONS RINGS (NON-INSULATED) | P | 5.24 | 6.29 | 4.56 | 4.56 | 3.67 | 5.55 | EA | STK260 | ST260
STK280 | 0.28 | 0.28 | LK | 12-10 NON-INSULATED BUTT SPLIC | (STAKON) |  |  |  | STAKONS BUTT SPLICES (NON-INSULATED) | P | 0.67 | 0.8 | 0.58 | 0.58 | 0.54 | 0.71 | EA | STK280 | ST280
STK282 | 0.87 | 3.46 | LK | #8 NON-INSULATED BUTT SPLICE | (STAKON) |  |  | BUR YS8CL-BOX (50/box) | STAKONS BUTT SPLICES (NON-INSULATED) | P | 3.4 | 4.08 | 2.96 | 2.96 | 1.7 | 3.6 | EA | STK282 | BURNDY YS8CL-BOX
STK282 | 0.87 | 3.46 | LK | #8 NON-INSULATED BUTT SPLICE | (STAKON) |  |  | BUR YS8CL-BOX (50/box) | STAKONS BUTT SPLICES (NON-INSULATED) | P | 3.4 | 4.08 | 2.96 | 2.96 | 1.7 | 3.6 | EA | STK282 | FAC0024
STK282 | 0.87 | 3.46 | LK | #8 NON-INSULATED BUTT SPLICE | (STAKON) |  |  | BUR YS8CL-BOX (50/box) | STAKONS BUTT SPLICES (NON-INSULATED) | P | 3.4 | 4.08 | 2.96 | 2.96 | 1.7 | 3.6 | EA | STK282 | ST282
STK284 | 0 | 4.075 | LK | #6 NON-INSULATED BUTT SPLICE | (STAKON) |  |  | BUR YS6CLBOX (50/box) | STAKONS BUTT SPLICES (NON-INSULATED) | P | 6.19 | 7.43 | 5.38 | 5.38 | 5.81 | 6.56 | EA | STK284 | BURNDY YS6CL-BOX
STK284 | 0 | 4.075 | LK | #6 NON-INSULATED BUTT SPLICE | (STAKON) |  |  | BUR YS6CLBOX (50/box) | STAKONS BUTT SPLICES (NON-INSULATED) | P | 6.19 | 7.43 | 5.38 | 5.38 | 5.81 | 6.56 | EA | STK284 | FAC0023
STK284 | 0 | 4.075 | LK | #6 NON-INSULATED BUTT SPLICE | (STAKON) |  |  | BUR YS6CLBOX (50/box) | STAKONS BUTT SPLICES (NON-INSULATED) | P | 6.19 | 7.43 | 5.38 | 5.38 | 5.81 | 6.56 | EA | STK284 | ST284
STK286 | 0 | 4.2938 | LK | #4 NON-INSULATED BUTT SPLICE | (STAKON) |  |  | BUR YS4CL-BOX (50/box) | STAKONS BUTT SPLICES (NON-INSULATED) | P | 7.35 | 8.82 | 6.39 | 6.39 | 6.86 | 7.79 | EA | STK286 | BURNDY YS4CL-BOX
STK286 | 0 | 4.2938 | LK | #4 NON-INSULATED BUTT SPLICE | (STAKON) |  |  | BUR YS4CL-BOX (50/box) | STAKONS BUTT SPLICES (NON-INSULATED) | P | 7.35 | 8.82 | 6.39 | 6.39 | 6.86 | 7.79 | EA | STK286 | FAC0021
STK286 | 0 | 4.2938 | LK | #4 NON-INSULATED BUTT SPLICE | (STAKON) |  |  | BUR YS4CL-BOX (50/box) | STAKONS BUTT SPLICES (NON-INSULATED) | P | 7.35 | 8.82 | 6.39 | 6.39 | 6.86 | 7.79 | EA | STK286 | ST286
STI228 | 0.19 | 0.2751 | LK | 22-18 INSULATED FORK TERMINAL | (STAKON) |  |  | THM RA18-*F (SPEC STUD) | STAKON FORKS (INSULATED) | P | 1.07 | 1.28 | 0.93 | 0.93 | 1.75 | 1.75 | EA | STI228 | FAB0003
STI228 | 0.19 | 0.2751 | LK | 22-18 INSULATED FORK TERMINAL | (STAKON) |  |  | THM RA18-*F (SPEC STUD) | STAKON FORKS (INSULATED) | P | 1.07 | 1.28 | 0.93 | 0.93 | 1.75 | 1.75 | EA | STI228 | ST228
STI228 | 0.19 | 0.2751 | LK | 22-18 INSULATED FORK TERMINAL | (STAKON) |  |  | THM RA18-*F (SPEC STUD) | STAKON FORKS (INSULATED) | P | 1.07 | 1.28 | 0.93 | 0.93 | 1.75 | 1.75 | EA | STI228 | THM RA18-8F
STK240 | 0 | 0 | LK | #14-16 STAKONS NON-INSULATED | FORK TERM |  |  |  | STAKONS FORKS (NON-INSULATED) | P | 0.92 | 1.1 | 0.74 | 0.74 | 0 | 0.95 | EA | STK240 | ST240
STK250 | 0 | 0.1702 | LK | #14-16 NON-INSULATED RING TERM | (STAKON) |  |  |  | STAKONS RINGS (NON-INSULATED) | P | 0.85 | 1.02 | 0.76 | 0.76 | 0.45 | 0.45 | EA | STK250 | ST250
STK252 | 0.26 | 0.56 | LK | #10-12 NON-INSULATED RING TERM | (STAKON) |  |  |  | STAKONS RINGS (NON-INSULATED) | P | 1.39 | 1.67 | 1.21 | 1.21 | 1.08 | 1.47 | EA | STK252 | ST252
STK254 | 0.41 | 0.41 | LK | #8 NON-INSULATED RING TERM | (STAKON) |  |  |  | STAKONS RINGS (NON-INSULATED) | P | 3.36 | 4.03 | 2.69 | 2.69 | 0.8 | 3.5 | EA | STK254 | ST254
STK256 | 0 | 0.78 | LK | #6 NON-INSULATED RING TERM | (STAKON) |  |  |  | STAKONS RINGS (NON-INSULATED) | P | 2.48 | 2.98 | 2.16 | 2.16 | 3.22 | 2.63 | EA | STK256 | ST256
SPR298 | 0 | 0 | LK | 16 OUNCE CAN OF RED | SEALER #3M-1602, SPRAY CAN |  |  |  | SPRAY CANS | P | 33.92 | 40.7 | 30.35 | 30.35 | 0 | 35.96 | EA | SPR298 | SP298
SPR302 | 0 | 0 | LK | WASP KILLER, SPRAY CAN |  |  |  |  | SPRAY CANS | P | 12.4 | 14.88 | 12.4 | 11.78 | 0 | 13.14 | EA | SPR302 | SP302
STK200 | 0 | 0 | LK | FIBERGLASS STAKE 4" X 60" |  |  |  |  | FIBERGLASS STAKE | P | 40.89 | 49.07 | 35.56 | 32 | 0 | 43.34 | EA | STK200 | ST200
STI220 | 0.3 | 0.4827 | LK | 12-10 INSULATED FORK WIRE TERM | (STAKON) |  |  | THM RC10-*F (SPEC STUD) | STAKON FORKS (INSULATED) | P | 1.18 | 1.42 | 1.03 | 1.03 | 0.97 | 1.29 | EA | STI220 | FAB0001
STI220 | 0.3 | 0.4827 | LK | 12-10 INSULATED FORK WIRE TERM | (STAKON) |  |  | THM RC10-*F (SPEC STUD) | STAKON FORKS (INSULATED) | P | 1.18 | 1.42 | 1.03 | 1.03 | 0.97 | 1.29 | EA | STI220 | FAB0006
STI220 | 0.3 | 0.4827 | LK | 12-10 INSULATED FORK WIRE TERM | (STAKON) |  |  | THM RC10-*F (SPEC STUD) | STAKON FORKS (INSULATED) | P | 1.18 | 1.42 | 1.03 | 1.03 | 0.97 | 1.29 | EA | STI220 | ST220
STI220 | 0.3 | 0.4827 | LK | 12-10 INSULATED FORK WIRE TERM | (STAKON) |  |  | THM RC10-*F (SPEC STUD) | STAKON FORKS (INSULATED) | P | 1.18 | 1.42 | 1.03 | 1.03 | 0.97 | 1.29 | EA | STI220 | THM RC10-14F
STI224 | 0.19 | 0.7075 | LK | #14-16 STAKONS INSUL FORK TERM | (BLUE) |  |  | THM 14RB-*F (SPEC STUD) | STAKON FORKS (INSULATED) | P | 1.07 | 1.28 | 0.93 | 0.93 | 2.1 | 2.1 | EA | STI224 | FAB0000
STI224 | 0.19 | 0.7075 | LK | #14-16 STAKONS INSUL FORK TERM | (BLUE) |  |  | THM 14RB-*F (SPEC STUD) | STAKON FORKS (INSULATED) | P | 1.07 | 1.28 | 0.93 | 0.93 | 2.1 | 2.1 | EA | STI224 | ST224
STI224 | 0.19 | 0.7075 | LK | #14-16 STAKONS INSUL FORK TERM | (BLUE) |  |  | THM 14RB-*F (SPEC STUD) | STAKON FORKS (INSULATED) | P | 1.07 | 1.28 | 0.93 | 0.93 | 2.1 | 2.1 | EA | STI224 | THM RB14-8F
STI224 | 0.19 | 0.7075 | LK | #14-16 STAKONS INSUL FORK TERM | (BLUE) |  |  | THM 14RB-*F (SPEC STUD) | STAKON FORKS (INSULATED) | P | 1.07 | 1.28 | 0.93 | 0.93 | 2.1 | 2.1 | EA | STI224 | THM14RB-8F
SPR282 | 28.51 | 28.51 | LK | 15 OUNCE SCOTCHKOTE | SEALANT, SPRAY CAN |  |  | AND M1920-4 4OZ | SPRAY CANS | P | 28.53 | 34.24 | 25.55 | 25.55 | 55.43 | 55.43 | EA | SPR282 | FAH0015
SPR282 | 28.51 | 28.51 | LK | 15 OUNCE SCOTCHKOTE | SEALANT, SPRAY CAN |  |  | AND M1920-4 4OZ | SPRAY CANS | P | 28.53 | 34.24 | 25.55 | 25.55 | 55.43 | 55.43 | EA | SPR282 | SP282
SPR284 | 0 | 16.46 | LK | CONTACT CLEANER (SPRAY CAN) |  |  |  | CRC 02130 | SPRAY CANS | P | 64.35 | 77.22 | 55.96 | 53.16 | 25.15 | 25.15 | EA | SPR284 | CRC 02130
SPR284 | 0 | 16.46 | LK | CONTACT CLEANER (SPRAY CAN) |  |  |  | CRC 02130 | SPRAY CANS | P | 64.35 | 77.22 | 55.96 | 53.16 | 25.15 | 25.15 | EA | SPR284 | CRC02140
SPR284 | 0 | 16.46 | LK | CONTACT CLEANER (SPRAY CAN) |  |  |  | CRC 02130 | SPRAY CANS | P | 64.35 | 77.22 | 55.96 | 53.16 | 25.15 | 25.15 | EA | SPR284 | FAJ1000
SPR284 | 0 | 16.46 | LK | CONTACT CLEANER (SPRAY CAN) |  |  |  | CRC 02130 | SPRAY CANS | P | 64.35 | 77.22 | 55.96 | 53.16 | 25.15 | 25.15 | EA | SPR284 | SP284
SPR286 | 0 | 0 | LK | 19 OUNCE ELECTRA CLEAN | SPRAY CAN |  |  |  | SPRAY CANS | P | 18.06 | 21.67 | 15.7 | 14.92 | 0 | 19.14 | EA | SPR286 | SP286
SPR288 | 0 | 0 | LK | 12 OUNCE CUTTING OIL | SPRAY CAN |  |  |  | SPRAY CANS | P | 11.74 | 14.09 | 10.21 | 10.21 | 0 | 12.44 | EA | SPR288 | SP288
SPR290 | 9.94 | 12.8583 | LK | 12 OUNCE PENETRATING | OIL, SPRAY CAN |  |  | 9200432 12OZ | SPRAY CANS | P | 12.13 | 14.56 | 10.55 | 10.02 | 19.32 | 19.32 | EA | SPR290 | QAD0015
SPR290 | 9.94 | 12.8583 | LK | 12 OUNCE PENETRATING | OIL, SPRAY CAN |  |  | 9200432 12OZ | SPRAY CANS | P | 12.13 | 14.56 | 10.55 | 10.02 | 19.32 | 19.32 | EA | SPR290 | SP290
SPR292 | 0 | 10.79 | LK | 16 OUNCE ZINC-IT COLD | GALVANIZING SPRAY, SPRAY CAN |  |  |  | SPRAY CANS | P | 18.15 | 21.78 | 18.15 | 18.15 | 18.9 | 18.9 | EA | SPR292 | SP292
SPR100 | 0 | 0 | LK | #GS-952 SECONDARY SPACER |  |  |  |  | SECONDARY SPACER | P | 10.61 | 12.73 | 9.23 | 8.31 | 0 | 11.25 | EA | SPR100 | SP100
COL876 | 0 | 0 | LK | #L090 AND #L095 LOVEJOY | COUPLING SPIDER |  |  |  | LOVEJOY COUPLING SPIDER | P | 19.17 | 23 | 16.67 | 15 | 0 | 20.32 | EA | COL876 | SP252
COL878 | 0 | 0 | LK | #L100 LOVEJOY COUPLING SPIDER |  |  |  |  | LOVEJOY COUPLING SPIDER | P | 32.2 | 38.64 | 28 | 25.2 | 0 | 34.13 | EA | COL878 | SP254
SPR280 | 0 | 0 | LK | 16 OUNCE MOISTURE DISPLACER | SPRAY CAN |  |  |  | SPRAY CANS | P | 10.84 | 13.01 | 9.43 | 8.96 | 0 | 11.49 | EA | SPR280 | SP280
SLV324 | 0 | 0 | LK | #1/0 PREFORMED SLEEVE |  |  |  |  | PREFORMED SLEEVES | P | 42.62 | 51.14 | 37.06 | 31.5 | 0 | 45.18 | EA | SLV324 | SL324
SLV326 | 0 | 0 | LK | #2/0 PREFORMED SLEEVE |  |  |  |  | PREFORMED SLEEVES | P | 53.44 | 64.13 | 46.47 | 39.5 | 0 | 56.65 | EA | SLV326 | SL326
SLV330 | 21.22 | 21.22 | LK | #4/0 PREFORMED SLEEVE |  |  |  |  | PREFORMED SLEEVES | P | 77.79 | 93.35 | 67.65 | 57.5 | 41.26 | 82.46 | EA | SLV330 | SL330
SOK495 | 0 | 0 | LK | 8-PIN 480 VOLT SOCKET | FOR TIME MARK RELAYS #51X120 |  |  |  | RELAY SOCKETS | P | 11.5 | 13.8 | 11.5 | 10.35 | 29.16 | 29.16 | EA | SOK495 | SO495
SLV300 | 0 | 0 | LK | #4 ACSR AUTO SPLICE | SLEEVE #ATS4 |  |  | FAR GL402 | AUTOMATIC SPLICE SLEEVES | P | 29.48 | 35.38 | 18.42 | 16.58 | 0 | 30.63 | EA | SLV300 | RAF0021
SLV300 | 0 | 0 | LK | #4 ACSR AUTO SPLICE | SLEEVE #ATS4 |  |  | FAR GL402 | AUTOMATIC SPLICE SLEEVES | P | 29.48 | 35.38 | 18.42 | 16.58 | 0 | 30.63 | EA | SLV300 | SL300
SLV302 | 0 | 0 | LK | #2 ACSR AUTO SPLICE | SLEEVE #ATS42 |  |  |  | AUTOMATIC SPLICE SLEEVES | P | 29.53 | 35.44 | 18.45 | 16.61 | 0 | 30.69 | EA | SLV302 | SL302
SLV304 | 0 | 0 | LK | #1/0 OR #2/0 ACSR AUTO | SPLICE SLEEVE #ATS1020 |  | FAR GL407 | FAR GL406 | AUTOMATIC SPLICE SLEEVES | P | 39.35 | 47.22 | 24.59 | 22.13 | 0 | 41.71 | EA | SLV304 | RAF0022
SLV304 | 0 | 0 | LK | #1/0 OR #2/0 ACSR AUTO | SPLICE SLEEVE #ATS1020 |  | FAR GL407 | FAR GL406 | AUTOMATIC SPLICE SLEEVES | P | 39.35 | 47.22 | 24.59 | 22.13 | 0 | 41.71 | EA | SLV304 | RAF0025
SLV304 | 0 | 0 | LK | #1/0 OR #2/0 ACSR AUTO | SPLICE SLEEVE #ATS1020 |  | FAR GL407 | FAR GL406 | AUTOMATIC SPLICE SLEEVES | P | 39.35 | 47.22 | 24.59 | 22.13 | 0 | 41.71 | EA | SLV304 | SL304
SLV306 | 0 | 0 | LK | #4/0 ACSR AUTO SPLICE | SLEEVE #ATS3040 |  |  | FAR GL409/REL 76566 | AUTOMATIC SPLICE SLEEVES | P | 64.21 | 77.05 | 40.13 | 36.12 | 0 | 66.74 | EA | SLV306 | RAF0026
SLV306 | 0 | 0 | LK | #4/0 ACSR AUTO SPLICE | SLEEVE #ATS3040 |  |  | FAR GL409/REL 76566 | AUTOMATIC SPLICE SLEEVES | P | 64.21 | 77.05 | 40.13 | 36.12 | 0 | 66.74 | EA | SLV306 | SL306
SLV320 | 0 | 0 | LK | #4 PREFORMED SLEEVE |  |  |  |  | PREFORMED SLEEVES | P | 17.86 | 21.43 | 15.53 | 13.2 | 0 | 18.93 | EA | SLV320 | SL320
SLV322 | 0 | 0 | LK | #2 PREFORMED SLEEVE |  |  |  |  | PREFORMED SLEEVES | P | 28.55 | 34.26 | 24.82 | 21.1 | 0 | 30.26 | EA | SLV322 | SL322
SHM404 | 0 | 0 | LK | 8C X 13.0" "C" QD SHEAVE |  |  |  |  | STOCK ""C"" QD SHEAVES | P | 598.5 | 718.2 | 598.5 | 478.8 | 0 | 634.41 | EA | SHM404 | SH404
SHM406 | 0 | 0 | LK | 4C X 14.0" "C" QD SHEAVE |  |  |  |  | STOCK ""C"" QD SHEAVES | P | 382.2 | 458.64 | 382.2 | 305.76 | 0 | 405.13 | EA | SHM406 | SH406
SHM408 | 0 | 0 | LK | 5C X 14.0" "C" QD SHEAVE |  |  |  |  | STOCK ""C"" QD SHEAVES | P | 403.2 | 483.84 | 403.2 | 322.56 | 0 | 427.39 | EA | SHM408 | SH408
SHM409 | 0 | 0 | LK | 6C X 14.0" "C" QD SHEAVE |  |  |  |  | STOCK ""C"" QD SHEAVES | P | 504 | 604.8 | 504 | 403.2 | 0 | 534.24 | EA | SHM409 | SH409
SHM410 | 0 | 0 | LK | 4C X 16.0" "C" QD SHEAVE |  |  |  |  | STOCK ""C"" QD SHEAVES | P | 369.6 | 443.52 | 369.6 | 295.68 | 0 | 391.78 | EA | SHM410 | SH410
SHM412 | 0 | 0 | LK | 3C X 36.0" "C" QD SHEAVE |  |  |  |  | STOCK ""C"" QD SHEAVES | P | 862.4 | 1034.88 | 862.4 | 689.92 | 0 | 914.14 | EA | SHM412 | SH412
SHM414 | 0 | 0 | LK | 4C X 36.0" "C" QD SHEAVE |  |  |  |  | STOCK ""C"" QD SHEAVES | P | 959.28 | 1151.14 | 959.28 | 767.42 | 0 | 1016.84 | EA | SHM414 | SH414
SHM390 | 0 | 0 | LK | 3C X 12.0" "C" QD SHEAVE |  |  |  |  | STOCK ""C"" QD SHEAVES | P | 262.5 | 315 | 262.5 | 210 | 0 | 278.25 | EA | SHM390 | SH390
SHM392 | 0 | 0 | LK | 4C X 12.0" "C" QD SHEAVE |  |  |  |  | STOCK ""C"" QD SHEAVES | P | 315 | 378 | 315 | 252 | 0 | 333.9 | EA | SHM392 | SH392
SHM394 | 0 | 0 | LK | 5C X 12.0" "C" QD SHEAVE |  |  |  |  | STOCK ""C"" QD SHEAVES | P | 352.8 | 423.36 | 352.8 | 282.24 | 0 | 373.97 | EA | SHM394 | SH394
SHM396 | 0 | 0 | LK | 6C X 12.0" "C" QD SHEAVE |  |  |  |  | STOCK ""C"" QD SHEAVES | P | 420 | 504 | 420 | 336 | 0 | 445.2 | EA | SHM396 | SH396
SHM398 | 0 | 0 | LK | 4C X 13.0" "C" QD SHEAVE |  |  |  |  | STOCK ""C"" QD SHEAVES | P | 352.8 | 423.36 | 352.8 | 282.24 | 0 | 373.97 | EA | SHM398 | SH398
SHM400 | 0 | 0 | LK | 5C X 13.0" "C" QD SHEAVE |  |  |  |  | STOCK ""C"" QD SHEAVES | P | 394.8 | 473.76 | 394.8 | 315.84 | 0 | 418.49 | EA | SHM400 | SH400
SHM402 | 0 | 0 | LK | 6C X 13.0" "C" QD SHEAVE |  |  |  |  | STOCK ""C"" QD SHEAVES | P | 466.2 | 559.44 | 466.2 | 372.96 | 0 | 494.17 | EA | SHM402 | SH402
SHM377 | 0 | 0 | LK | 5C X 10.5" "C" QD SHEAVE |  |  |  |  | STOCK ""C"" QD SHEAVES | P | 310.8 | 372.96 | 310.8 | 248.64 | 0 | 329.45 | EA | SHM377 | SH377
SHM378 | 0 | 0 | LK | 6C X 10.5" "C" QD SHEAVE |  |  |  |  | STOCK ""C"" QD SHEAVES | P | 359.1 | 430.92 | 359.1 | 287.28 | 0 | 380.65 | EA | SHM378 | SH378
SHM380 | 0 | 0 | LK | 3C X 11.0" "C" QD SHEAVE |  |  |  |  | STOCK ""C"" QD SHEAVES | P | 252 | 302.4 | 252 | 201.6 | 0 | 267.12 | EA | SHM380 | SH380
SHM382 | 0 | 0 | LK | 4C X 11.0" "C" QD SHEAVE |  |  |  |  | STOCK ""C"" QD SHEAVES | P | 285.6 | 342.72 | 285.6 | 228.48 | 0 | 302.74 | EA | SHM382 | SH382
SHM384 | 0 | 0 | LK | 5C X 11.0" "C" QD SHEAVE |  |  |  |  | STOCK ""C"" QD SHEAVES | P | 348.6 | 418.32 | 348.6 | 278.88 | 0 | 369.52 | EA | SHM384 | SH384
SHM386 | 0 | 0 | LK | 6C X 11.0" "C" QD SHEAVE |  |  |  |  | STOCK ""C"" QD SHEAVES | P | 380.1 | 456.12 | 380.1 | 304.08 | 0 | 402.91 | EA | SHM386 | SH386
SHM388 | 0 | 320.21 | LK | 8C X 11.0" "C" QD SHEAVE |  |  |  |  | STOCK ""C"" QD SHEAVES | P | 508.2 | 609.84 | 508.2 | 406.56 | 508.2 | 538.69 | EA | SHM388 | SH388
SHM364 | 0 | 0 | LK | 3C X 10.0" "C" QD SHEAVE |  |  |  |  | STOCK ""C"" QD SHEAVES | P | 231 | 277.2 | 231 | 184.8 | 0 | 244.86 | EA | SHM364 | SH364
SHM366 | 0 | 0 | LK | 4C X 10.0" "C" QD SHEAVE |  |  |  |  | STOCK ""C"" QD SHEAVES | P | 252 | 302.4 | 252 | 201.6 | 0 | 267.12 | EA | SHM366 | SH366
SHM368 | 0 | 0 | LK | 5C X 10.0" "C" QD SHEAVE |  |  |  |  | STOCK ""C"" QD SHEAVES | P | 289.8 | 347.76 | 289.8 | 231.84 | 0 | 307.19 | EA | SHM368 | SH368
SHM370 | 0 | 0 | LK | 6C X 10.0" "C" QD SHEAVE |  |  |  |  | STOCK ""C"" QD SHEAVES | P | 344.4 | 413.28 | 344.4 | 275.52 | 0 | 365.06 | EA | SHM370 | SH370
SHM372 | 0 | 0 | LK | 8C X 10.0" "C" QD SHEAVE |  |  |  |  | STOCK ""C"" QD SHEAVES | P | 459.9 | 551.88 | 459.9 | 367.92 | 0 | 487.49 | EA | SHM372 | SH372
SHM374 | 0 | 0 | LK | 3C X 10.5" "C" QD SHEAVE |  |  |  |  | STOCK ""C"" QD SHEAVES | P | 241.5 | 289.8 | 241.5 | 193.2 | 0 | 255.99 | EA | SHM374 | SH374
SHM376 | 0 | 0 | LK | 4C X 10.5" "C" QD SHEAVE |  |  |  |  | STOCK ""C"" QD SHEAVES | P | 273 | 327.6 | 273 | 218.4 | 0 | 289.38 | EA | SHM376 | SH376
SHM350 | 0 | 0 | LK | 6C X 9.0" "C" QD SHEAVE |  |  |  |  | STOCK ""C"" QD SHEAVES | P | 310.8 | 372.96 | 310.8 | 248.64 | 0 | 329.45 | EA | SHM350 | SH350
SHM352 | 0 | 0 | LK | 8C X 9.0" "C" QD SHEAVE |  |  |  |  | STOCK ""C"" QD SHEAVES | P | 430.5 | 516.6 | 430.5 | 344.4 | 0 | 456.33 | EA | SHM352 | SH352
SHM354 | 0 | 0 | LK | 3C X 9.5" "C" QD SHEAVE |  |  |  |  | STOCK ""C"" QD SHEAVES | P | 210 | 252 | 210 | 168 | 0 | 222.6 | EA | SHM354 | SH354
SHM356 | 0 | 0 | LK | 4C X 9.5" "C" QD SHEAVE |  |  |  |  | STOCK ""C"" QD SHEAVES | P | 239.4 | 287.28 | 239.4 | 191.52 | 0 | 253.76 | EA | SHM356 | SH356
SHM358 | 0 | 0 | LK | 5C X 9.5" "C" QD SHEAVE |  |  |  |  | STOCK ""C"" QD SHEAVES | P | 285.6 | 342.72 | 285.6 | 228.48 | 0 | 302.74 | EA | SHM358 | SH358
SHM360 | 0 | 0 | LK | 6C X 9.5" "C" QD SHEAVE |  |  |  |  | STOCK ""C"" QD SHEAVES | P | 331.8 | 398.16 | 331.8 | 265.44 | 0 | 351.71 | EA | SHM360 | SH360
SHM362 | 0 | 0 | LK | 8C X 9.5" "C" QD SHEAVE |  |  |  |  | STOCK ""C"" QD SHEAVES | P | 441 | 529.2 | 441 | 352.8 | 0 | 467.46 | EA | SHM362 | SH362
SHM336 | 0 | 0 | LK | 4C X 8.5" "C" QD SHEAVE |  |  |  |  | STOCK ""C"" QD SHEAVES | P | 218.4 | 262.08 | 218.4 | 174.72 | 0 | 231.5 | EA | SHM336 | SH336
SHM338 | 0 | 0 | LK | 5C X 8.5" "C" QD SHEAVE |  |  |  |  | STOCK ""C"" QD SHEAVES | P | 264.6 | 317.52 | 264.6 | 211.68 | 0 | 280.48 | EA | SHM338 | SH338
SHM340 | 0 | 0 | LK | 6C X 8.5" "C" QD SHEAVE |  |  |  |  | STOCK ""C"" QD SHEAVES | P | 302.4 | 362.88 | 302.4 | 241.92 | 0 | 320.54 | EA | SHM340 | SH340
SHM342 | 0 | 0 | LK | 8C X 8.5" "C" QD SHEAVE |  |  |  |  | STOCK ""C"" QD SHEAVES | P | 428.4 | 514.08 | 428.4 | 342.72 | 0 | 454.1 | EA | SHM342 | SH342
SHM344 | 0 | 0 | LK | 3C X 9.0" "C" QD SHEAVE |  |  |  |  | STOCK ""C"" QD SHEAVES | P | 197.4 | 236.88 | 197.4 | 157.92 | 0 | 209.24 | EA | SHM344 | SH344
SHM346 | 0 | 0 | LK | 4C X 9.0" "C" QD SHEAVE |  |  |  |  | STOCK ""C"" QD SHEAVES | P | 235.2 | 282.24 | 235.2 | 188.16 | 0 | 249.31 | EA | SHM346 | SH346
SHM348 | 0 | 176.2 | LK | 5C X 9.0" "C" QD SHEAVE |  |  |  |  | STOCK ""C"" QD SHEAVES | P | 268.8 | 322.56 | 268.8 | 215.04 | 0 | 284.93 | EA | SHM348 | SH348
SHM322 | 0 | 0 | LK | 5C X 7.5" "C" QD SHEAVE |  |  |  |  | STOCK ""C"" QD SHEAVES | P | 235.2 | 282.24 | 235.2 | 188.16 | 0 | 249.31 | EA | SHM322 | SH322
SHM324 | 0 | 0 | LK | 6C X 7.5" "C" QD SHEAVE |  |  |  |  | STOCK ""C"" QD SHEAVES | P | 277.2 | 332.64 | 277.2 | 221.76 | 0 | 293.83 | EA | SHM324 | SH324
SHM326 | 0 | 0 | LK | 3C X 8.0" "C" QD SHEAVE |  |  |  |  | STOCK ""C"" QD SHEAVES | P | 163.8 | 196.56 | 163.8 | 131.04 | 0 | 173.63 | EA | SHM326 | SH326
SHM328 | 0 | 0 | LK | 4C X 8.0" "C" QD SHEAVE |  |  |  |  | STOCK ""C"" QD SHEAVES | P | 205.8 | 246.96 | 205.8 | 164.64 | 0 | 218.15 | EA | SHM328 | SH328
SHM330 | 0 | 0 | LK | 5C X 8.0" "C" QD SHEAVE |  |  |  |  | STOCK ""C"" QD SHEAVES | P | 247.8 | 297.36 | 247.8 | 198.24 | 293.49 | 293.49 | EA | SHM330 | SH330
SHM332 | 0 | 0 | LK | 6C X 8.0" "C" QD SHEAVE |  |  |  |  | STOCK ""C"" QD SHEAVES | P | 299.88 | 359.86 | 299.88 | 239.9 | 0 | 317.87 | EA | SHM332 | SH332
SHM334 | 0 | 0 | LK | 3C X 8.5" "C" QD SHEAVE |  |  |  |  | STOCK ""C"" QD SHEAVES | P | 184.8 | 221.76 | 184.8 | 147.84 | 0 | 195.89 | EA | SHM334 | SH334
SHM310 | 0 | 0 | LK | 6C X 6.0" "C" QD SHEAVE |  |  |  |  | STOCK ""C"" QD SHEAVES | P | 260.4 | 312.48 | 260.4 | 208.32 | 303.37 | 303.37 | EA | SHM310 | SH310
SHM312 | 0 | 0 | LK | 3C X 7.0" "C" QD SHEAVE |  |  |  |  | STOCK ""C"" QD SHEAVES | P | 153.3 | 183.96 | 153.3 | 122.64 | 0 | 162.5 | EA | SHM312 | SH312
SHM314 | 0 | 0 | LK | 4C X 7.0" "C" QD SHEAVE |  |  |  |  | STOCK ""C"" QD SHEAVES | P | 174.3 | 209.16 | 174.3 | 139.44 | 0 | 184.76 | EA | SHM314 | SH314
SHM316 | 0 | 0 | LK | 5C X 7.0" "C" QD SHEAVE |  |  |  |  | STOCK ""C"" QD SHEAVES | P | 184.8 | 221.76 | 184.8 | 147.84 | 0 | 217.5 | EA | SHM316 | SH316
SHM318 | 0 | 0 | LK | 6C X 7.0" "C" QD SHEAVE |  |  |  |  | STOCK ""C"" QD SHEAVES | P | 260.4 | 312.48 | 260.4 | 208.32 | 0 | 276.02 | EA | SHM318 | SH318
SHM319 | 0 | 0 | LK | 3C X 7.5" "C" QD SHEAVE |  |  |  |  | STOCK ""C"" QD SHEAVES | P | 158.55 | 190.26 | 158.55 | 126.84 | 0 | 168.06 | EA | SHM319 | SH319
SHM320 | 0 | 0 | LK | 4C X 7.5" "C" QD SHEAVE |  |  |  |  | STOCK ""C"" QD SHEAVES | P | 180.6 | 216.72 | 180.6 | 144.48 | 0 | 191.44 | EA | SHM320 | SH320
SEL100 | 2.39 | 2.6078 | LK | DUCT SEAL |  |  |  | IDE 31-601 (1lb/box) | SEALER | P | 9.9 | 11.88 | 6.19 | 5.57 | 4.64 | 10.49 | LB | SEL100 | QAD0001
SEL100 | 2.39 | 2.6078 | LK | DUCT SEAL |  |  |  | IDE 31-601 (1lb/box) | SEALER | P | 9.9 | 11.88 | 6.19 | 5.57 | 4.64 | 10.49 | LB | SEL100 | SE100
SEL104 | 0 | 0 | LK | SILICONE SEALER |  |  |  |  | SEALER | P | 27.91 | 33.49 | 24.27 | 23.06 | 14.04 | 29.58 | EA | SEL104 | SE104
SEL104 | 0 | 0 | LK | SILICONE SEALER |  |  |  |  | SEALER | P | 27.91 | 33.49 | 24.27 | 23.06 | 14.04 | 29.58 | EA | SEL104 | XM080
SHM300 | 0 | 0 | LK | 3C X 5.0" "C" QD SHEAVE |  |  |  |  | STOCK ""C"" QD SHEAVES | P | 142.8 | 171.36 | 142.8 | 114.24 | 0 | 151.37 | EA | SHM300 | SH300
SHM302 | 0 | 0 | LK | 4C X 5.0" "C" QD SHEAVE |  |  |  |  | STOCK ""C"" QD SHEAVES | P | 163.8 | 196.56 | 163.8 | 131.04 | 0 | 173.63 | EA | SHM302 | SH302
SHM304 | 0 | 0 | LK | 3C X 6.0" "C" QD SHEAVE |  |  |  |  | STOCK ""C"" QD SHEAVES | P | 153.3 | 183.96 | 153.3 | 122.64 | 0 | 162.5 | EA | SHM304 | SH304
SHM306 | 0 | 0 | LK | 4C X 6.0" "C" QD SHEAVE |  |  |  |  | STOCK ""C"" QD SHEAVES | P | 172.2 | 206.64 | 172.2 | 137.76 | 0 | 182.53 | EA | SHM306 | SH306
SHM308 | 0 | 121.14 | LK | 5C X 6.0" "C" QD SHEAVE |  |  |  |  | STOCK ""C"" QD SHEAVES | P | 182.7 | 219.24 | 182.7 | 146.16 | 293.76 | 293.76 | EA | SHM308 | SH308
SCR648 | 0 | 0 | LK | 1/4" LAG SCREW |  |  |  |  | LAG SCREWS | P | 69 | 82.8 | 60 | 60 | 0 | 73.14 | C | SCR648 | SC648
SCR650 | 41.57 | 41.57 | LK | 3/8" LAG SCREW |  |  |  |  | LAG SCREWS | P | 101.2 | 121.44 | 88 | 88 | 80.82 | 80.82 | C | SCR650 | FASTENAL 1122265
SCR650 | 41.57 | 41.57 | LK | 3/8" LAG SCREW |  |  |  |  | LAG SCREWS | P | 101.2 | 121.44 | 88 | 88 | 80.82 | 80.82 | C | SCR650 | SC650
SCR652 | 0 | 65 | LK | 1/2" LAG SCREW |  |  |  | CHN 508754/MGR DF9L4 (250/box) | LAG SCREWS | P | 136.85 | 164.22 | 119 | 119 | 129.6 | 129.6 | C | SCR652 | RAB0008
SCR652 | 0 | 65 | LK | 1/2" LAG SCREW |  |  |  | CHN 508754/MGR DF9L4 (250/box) | LAG SCREWS | P | 136.85 | 164.22 | 119 | 119 | 129.6 | 129.6 | C | SCR652 | SC652
SCM388 | 0 | 0.2145 | LK | 3/8 X 1" ZINC MACHINE SCREW |  |  |  |  | ZINC MACHINE SCREWS | P | 0.45 | 0.54 | 0.45 | 0.41 | 0 | 0.48 | EA | SCM388 | SC602
SCM390 | 0 | 0.2507 | LK | 3/8 X 1 1/4" ZINC MACHINE | SCREW |  |  | BM MACHINE BOLT HEX CAP | ZINC MACHINE SCREWS | P | 0.52 | 0.62 | 0.52 | 0.47 | 0.56 | 0.56 | EA | SCM390 | QAC0404
SCM390 | 0 | 0.2507 | LK | 3/8 X 1 1/4" ZINC MACHINE | SCREW |  |  | BM MACHINE BOLT HEX CAP | ZINC MACHINE SCREWS | P | 0.52 | 0.62 | 0.52 | 0.47 | 0.56 | 0.56 | EA | SCM390 | SC604
SCM392 | 0 | 0.2663 | LK | 3/8 X 1 1/2" ZINC MACHINE | SCREW |  |  |  | ZINC MACHINE SCREWS | P | 0.6 | 0.72 | 0.6 | 0.54 | 0.6 | 0.6 | EA | SCM392 | SC606
SCM394 | 0 | 0.11 | LK | 3/8 X 2" ZINC MACHINE SCREW |  |  |  |  | ZINC MACHINE SCREWS | P | 0.73 | 0.88 | 0.73 | 0.66 | 1.62 | 1.62 | EA | SCM394 | SC608
SCM362 | 0 | 0.0937 | LK | 1/4 X 1 1/2" ZINC MACHINE | PHILLIP ROUND HEAD SCREW |  |  | DOTT RMC14112 (100/box)(45/lb) | ZINC MACHINE SCREWS | P | 0.5 | 0.6 | 0.5 | 0.45 | 0.5 | 0.5 | EA | SCM362 | QAC1024A
SCM362 | 0 | 0.0937 | LK | 1/4 X 1 1/2" ZINC MACHINE | PHILLIP ROUND HEAD SCREW |  |  | DOTT RMC14112 (100/box)(45/lb) | ZINC MACHINE SCREWS | P | 0.5 | 0.6 | 0.5 | 0.45 | 0.5 | 0.5 | EA | SCM362 | SC590
SCM364 | 0 | 0.1451 | LK | 1/4 X 2" ZINC MACHINE SCREW |  |  |  | DOTT RMC142 (100/box)(40/lb) | ZINC MACHINE SCREWS | P | 0.5 | 0.6 | 0.5 | 0.45 | 0.49 | 0.5 | EA | SCM364 | QAC1015
SCM364 | 0 | 0.1451 | LK | 1/4 X 2" ZINC MACHINE SCREW |  |  |  | DOTT RMC142 (100/box)(40/lb) | ZINC MACHINE SCREWS | P | 0.5 | 0.6 | 0.5 | 0.45 | 0.49 | 0.5 | EA | SCM364 | SC592
SCM370 | 0 | 0 | LK | 5/16 X 1/2" ZINC MACHINE SCRE |  |  |  |  | ZINC MACHINE SCREWS | P | 0.43 | 0.52 | 0.43 | 0.39 | 0 | 0.46 | EA | SCM370 | SC594
SCM374 | 0 | 0 | LK | 5/16 X 1" ZINC MACHINE SCREW |  |  |  |  | ZINC MACHINE SCREWS | P | 0.47 | 0.56 | 0.47 | 0.42 | 0 | 0.5 | EA | SCM374 | SC596
SCM378 | 0 | 0.2868 | LK | 5/16 X 1 1/2" ZINC MACHINE | SCREW |  |  | (24/lb) | ZINC MACHINE SCREWS | P | 0.5 | 0.6 | 0.5 | 0.45 | 0.54 | 0.63 | EA | SCM378 | QAC0605
SCM378 | 0 | 0.2868 | LK | 5/16 X 1 1/2" ZINC MACHINE | SCREW |  |  | (24/lb) | ZINC MACHINE SCREWS | P | 0.5 | 0.6 | 0.5 | 0.45 | 0.54 | 0.63 | EA | SCM378 | SC598
SCM386 | 0 | 0 | LK | 3/8 X 3/4" ZINC MACHINE SCREW |  |  |  |  | ZINC MACHINE SCREWS | P | 0.4 | 0.48 | 0.4 | 0.36 | 0 | 0.42 | EA | SCM386 | SC600
SCM338 | 0 | 0 | LK | 10/32 X 1/2" ZINC MACHINE | SCREW |  |  | FAST (100/box)(171/lb) | ZINC MACHINE SCREWS | P | 0.2 | 0.24 | 0.2 | 0.18 | 0 | 0.21 | EA | SCM338 | QAC1119
SCM338 | 0 | 0 | LK | 10/32 X 1/2" ZINC MACHINE | SCREW |  |  | FAST (100/box)(171/lb) | ZINC MACHINE SCREWS | P | 0.2 | 0.24 | 0.2 | 0.18 | 0 | 0.21 | EA | SCM338 | SC578
SCM342 | 0 | 0.0487 | LK | 10/32 X 1"ZINC MACHINE SCREW |  |  |  | FAST (100/box)(110/lb) | ZINC MACHINE SCREWS | P | 0.23 | 0.28 | 0.23 | 0.21 | 0.24 | 0.24 | EA | SCM342 | QAC1122B
SCM342 | 0 | 0.0487 | LK | 10/32 X 1"ZINC MACHINE SCREW |  |  |  | FAST (100/box)(110/lb) | ZINC MACHINE SCREWS | P | 0.23 | 0.28 | 0.23 | 0.21 | 0.24 | 0.24 | EA | SCM342 | SC582
SCM354 | 0 | 0.0632 | LK | 1/4 X 1/2" ZINC MACHINE SCREW |  |  |  | FAST 29161 (100/box)(96/lb) | ZINC MACHINE SCREWS | P | 0.27 | 0.32 | 0.27 | 0.24 | 0.27 | 0.27 | EA | SCM354 | QAC1010
SCM354 | 0 | 0.0632 | LK | 1/4 X 1/2" ZINC MACHINE SCREW |  |  |  | FAST 29161 (100/box)(96/lb) | ZINC MACHINE SCREWS | P | 0.27 | 0.32 | 0.27 | 0.24 | 0.27 | 0.27 | EA | SCM354 | SC584
SCM356 | 0 | 0.0706 | LK | 1/4 X 3/4" ZINC MACHINE SCREW |  |  | COMBO MACHINE SCREW | BS DOTT RMC1434 (100/box) | ZINC MACHINE SCREWS | P | 0.33 | 0.4 | 0.33 | 0.3 | 0.43 | 0.33 | EA | SCM356 | QAC1021A
SCM356 | 0 | 0.0706 | LK | 1/4 X 3/4" ZINC MACHINE SCREW |  |  | COMBO MACHINE SCREW | BS DOTT RMC1434 (100/box) | ZINC MACHINE SCREWS | P | 0.33 | 0.4 | 0.33 | 0.3 | 0.43 | 0.33 | EA | SCM356 | SC586
SCM358 | 0 | 0.0812 | LK | 1/4 X 1" ZINC MACHINE SCREW | COMBO |  |  | BS DOTT RMC141 (100/box) | ZINC MACHINE SCREWS | P | 0.37 | 0.44 | 0.37 | 0.33 | 0.22 | 0.37 | EA | SCM358 | QAC1022A
SCM358 | 0 | 0.0812 | LK | 1/4 X 1" ZINC MACHINE SCREW | COMBO |  |  | BS DOTT RMC141 (100/box) | ZINC MACHINE SCREWS | P | 0.37 | 0.44 | 0.37 | 0.33 | 0.22 | 0.37 | EA | SCM358 | SC588
SCM306 | 0 | 0.0339 | LK | 6/32 X 1" ZINC MACHINE SCREW |  |  |  |  | ZINC MACHINE SCREWS | P | 0.17 | 0.2 | 0.17 | 0.15 | 0.17 | 0.18 | EA | SCM306 | SC566
SCM318 | 0 | 0 | LK | 8/32 X 3/8" ZINC MACHINE SCRE |  |  |  |  | ZINC MACHINE SCREWS | P | 0.13 | 0.16 | 0.13 | 0.12 | 0 | 0.14 | EA | SCM318 | SC568
SCM320 | 0 | 0.036 | LK | 8/32 X 1/2" ZINC MACHINE SCRE |  |  |  | FAST 1128879 (100/box)(233/lb) | ZINC MACHINE SCREWS | P | 0.2 | 0.24 | 0.2 | 0.18 | 0.2 | 0.2 | EA | SCM320 | QAC1820
SCM320 | 0 | 0.036 | LK | 8/32 X 1/2" ZINC MACHINE SCRE |  |  |  | FAST 1128879 (100/box)(233/lb) | ZINC MACHINE SCREWS | P | 0.2 | 0.24 | 0.2 | 0.18 | 0.2 | 0.2 | EA | SCM320 | SC570
SCM322 | 0 | 0.0341 | LK | 8/32 X 3/4" ZINC MACHINE SCRE |  |  |  |  | ZINC MACHINE SCREWS | P | 0.2 | 0.24 | 0.2 | 0.18 | 0.2 | 0.2 | EA | SCM322 | SC572
SCM324 | 0.05 | 0.0373 | LK | 8/32 X 1" ZINC MACHINE SCREW |  |  |  | FAST (100/box) | ZINC MACHINE SCREWS | P | 0.2 | 0.24 | 0.2 | 0.18 | 0.2 | 0.2 | EA | SCM324 | QAC1822
SCM324 | 0.05 | 0.0373 | LK | 8/32 X 1" ZINC MACHINE SCREW |  |  |  | FAST (100/box) | ZINC MACHINE SCREWS | P | 0.2 | 0.24 | 0.2 | 0.18 | 0.2 | 0.2 | EA | SCM324 | SC574
SCM336 | 0 | 0 | LK | 10/32 X 3/8" ZINC MACHINE | SCREW |  |  |  | ZINC MACHINE SCREWS | P | 0.17 | 0.2 | 0.17 | 0.15 | 0 | 0.18 | EA | SCM336 | ANGELO BOLT SCRPPM303206ZB
SCM336 | 0 | 0 | LK | 10/32 X 3/8" ZINC MACHINE | SCREW |  |  |  | ZINC MACHINE SCREWS | P | 0.17 | 0.2 | 0.17 | 0.15 | 0 | 0.18 | EA | SCM336 | SC576
SCS186 | 0 | 0.12 | LK | 1/4" X 3/4" ZINC G.P. MTL SC | PANHEAD/HEX HEAD SELF-DRILL |  |  |  | (PANHEAD, SELF-DRILLING, OR SELF-TAPPING) | P | 0.33 | 0.4 | 0.33 | 0.3 | 0.36 | 0.35 | EA | SCS186 | SC520
SCS188 | 0.22 | 0.14 | LK | 1/4" X 1" ZINC G.P. MTL SCRW | PANHEAD/HEX HEAD SELF-DRILL |  |  |  | (PANHEAD, SELF-DRILLING, OR SELF-TAPPING) | P | 0.37 | 0.44 | 0.37 | 0.33 | 0.27 | 0.39 | EA | SCS188 | SC522
SCS192 | 0 | 0.111 | LK | 1/4" X 1 1/2" ZINC GP MTL SC | PANHEAD/HEX HEAD SELF-DRILL |  |  |  | (PANHEAD, SELF-DRILLING, OR SELF-TAPPING) | P | 0.49 | 0.59 | 0.49 | 0.44 | 0.64 | 0.52 | EA | SCS192 | SC523
SCM300 | 0 | 0.06 | LK | 6/32 X 3/8" ZINC MACHINE SCREW |  |  |  |  | ZINC MACHINE SCREWS | P | 0.1 | 0.12 | 0.1 | 0.09 | 0.1 | 0.11 | EA | SCM300 | SC560
SCM302 | 0 | 0 | LK | 6/32 X 1/2" ZINC MACHINE SCREW |  |  |  |  | ZINC MACHINE SCREWS | P | 0.13 | 0.16 | 0.13 | 0.12 | 0 | 0.14 | EA | SCM302 | SC562
SCM304 | 0 | 0.0304 | LK | 6/32 X 3/4" ZINC MACHINE SCREW |  |  |  |  | ZINC MACHINE SCREWS | P | 0.17 | 0.2 | 0.17 | 0.15 | 0.17 | 0.18 | EA | SCM304 | SC564
SCS126 | 0 | 0.0797 | LK | #8" X 1 1/2" ZINC GP MTL SCR | PANHEAD/HEX HEAD SELF-DRILL |  |  |  | (PANHEAD, SELF-DRILLING, OR SELF-TAPPING) | P | 0.22 | 0.26 | 0.22 | 0.2 | 0.14 | 0.23 | EA | SCS126 | SC511
SCS144 | 0.07 | 0.0748 | LK | #10" X 1" ZINC G.P. MTL SCRW | PANHEAD/HEX HEAD SELF-DRILL |  |  |  | (PANHEAD, SELF-DRILLING, OR SELF-TAPPING) | P | 0.27 | 0.32 | 0.27 | 0.24 | 0.14 | 0.29 | EA | SCS144 | SC516
SCS146 | 0 | 0 | LK | #10 X 1 1/2" ZINC GP MTL SCRW | PANHEAD/HEX HEAD SELF-DRILL |  |  |  | (PANHEAD, SELF-DRILLING, OR SELF-TAPPING) | P | 0.28 | 0.34 | 0.28 | 0.25 | 0.14 | 0.3 | EA | SCS146 | SC517
SCS184 | 0 | 0 | LK | 1/4" X 1/2" ZINC G.P. MTL SC | PANHEAD/HEX HEAD SELF-DRILL |  |  |  | (PANHEAD, SELF-DRILLING, OR SELF-TAPPING) | P | 0.31 | 0.37 | 0.31 | 0.28 | 0 | 0.33 | EA | SCS184 | SC518
SCS100 | 0 | 0 | LK | #6" X 1/2" ZINC GP MTL SCRW | PANHEAD/HEX HEAD SELF-DRILL |  |  |  | (PANHEAD, SELF-DRILLING, OR SELF-TAPPING) | P | 0.14 | 0.17 | 0.14 | 0.13 | 0 | 0.15 | EA | SCS100 | SC500
SCS102 | 0 | 0 | LK | #6" X 3/4" ZINC GP MTL SCRW | PANHEAD/HEX HEAD SELF-DRILL |  |  |  | (PANHEAD, SELF-DRILLING, OR SELF-TAPPING) | P | 0.15 | 0.18 | 0.15 | 0.14 | 0 | 0.16 | EA | SCS102 | SC502
SCS104 | 0 | 0 | LK | #6" X 1" ZINC G.P. METAL SCR | PANHEAD/HEX HEAD SELF-DRILL |  |  | FAST (100/box)(200/lb) | (PANHEAD, SELF-DRILLING, OR SELF-TAPPING) | P | 0.16 | 0.19 | 0.16 | 0.14 | 0 | 0.17 | EA | SCS104 | QAC2602
SCS104 | 0 | 0 | LK | #6" X 1" ZINC G.P. METAL SCR | PANHEAD/HEX HEAD SELF-DRILL |  |  | FAST (100/box)(200/lb) | (PANHEAD, SELF-DRILLING, OR SELF-TAPPING) | P | 0.16 | 0.19 | 0.16 | 0.14 | 0 | 0.17 | EA | SCS104 | SC504
SCS106 | 0 | 0 | LK | #6" X 1 1/2" ZINC GP MTL SCR | PANHEAD/HEX HEAD SELF-DRILL |  |  |  | (PANHEAD, SELF-DRILLING, OR SELF-TAPPING) | P | 0.25 | 0.3 | 0.25 | 0.23 | 0 | 0.27 | EA | SCS106 | SC505
SCS122 | 0 | 0 | LK | #8" X 3/4" ZINC GP MTL SCRW | PANHEAD/HEX HEAD SELF-DRILL |  |  | FAST 1131051 (100/box)(234/lb) | (PANHEAD, SELF-DRILLING, OR SELF-TAPPING) | P | 0.16 | 0.19 | 0.16 | 0.14 | 0.14 | 0.17 | EA | SCS122 | QAC2841
SCS122 | 0 | 0 | LK | #8" X 3/4" ZINC GP MTL SCRW | PANHEAD/HEX HEAD SELF-DRILL |  |  | FAST 1131051 (100/box)(234/lb) | (PANHEAD, SELF-DRILLING, OR SELF-TAPPING) | P | 0.16 | 0.19 | 0.16 | 0.14 | 0.14 | 0.17 | EA | SCS122 | SC508
SCS124 | 0 | 0 | LK | #8" X 1" ZINC G.P. METAL SCR | PANHEAD/HEX HEAD SELF-DRILL |  |  |  | (PANHEAD, SELF-DRILLING, OR SELF-TAPPING) | P | 0.18 | 0.22 | 0.18 | 0.16 | 0.14 | 0.19 | EA | SCS124 | QAC2832
SCS124 | 0 | 0 | LK | #8" X 1" ZINC G.P. METAL SCR | PANHEAD/HEX HEAD SELF-DRILL |  |  |  | (PANHEAD, SELF-DRILLING, OR SELF-TAPPING) | P | 0.18 | 0.22 | 0.18 | 0.16 | 0.14 | 0.19 | EA | SCS124 | SC510
SCO602 | 0.07 | 0.1199 | LK | WIRENUT YELLOW | (SCOTCHLOK) |  |  |  | SCOTCHLOKS | P | 0.25 | 0.3 | 0.25 | 0.25 | 0.22 | 0.23 | EA | SCO602 | SC460
SCO610 | 0 | 0 | LK | #22-10 600V TYPE R/Y | (RED/YELLOW) SCOTCHL |  |  |  | SCOTCHLOKS | P | 0.29 | 0.35 | 0.29 | 0.29 | 0 | 0.31 | EA | SCO610 | SC461
SAK100 | 0 | 0.049 | LK | 80 LB. QUICKRETE MIX |  |  |  | HANKS 60# (28/pallet) | SACKRETE | P | 7.49 | 8.99 | 7.49 | 6.74 | 10.42 | 10.42 | EA | SAK100 | EPIC HA156
SAK100 | 0 | 0.049 | LK | 80 LB. QUICKRETE MIX |  |  |  | HANKS 60# (28/pallet) | SACKRETE | P | 7.49 | 8.99 | 7.49 | 6.74 | 10.42 | 10.42 | EA | SAK100 | QAD0010
SAK100 | 0 | 0.049 | LK | 80 LB. QUICKRETE MIX |  |  |  | HANKS 60# (28/pallet) | SACKRETE | P | 7.49 | 8.99 | 7.49 | 6.74 | 10.42 | 10.42 | EA | SAK100 | SA100
SCO400 | 0 | 26.16 | LK | #8424-8 SPLICE | SCOTCH COLD SHRINK (.1"" -.39" |  |  |  | SCOTCH COLD SHRINK SPLICE | P | 17.42 | 20.9 | 17.42 | 15.68 | 0 | 18.47 | EA | SCO400 | SC400
SCO404 | 0 | 21.58 | LK | SCOTCH COLD SHRINK SPLICE | #8426-9 (.51"" - 1.18"") |  |  |  | SCOTCH COLD SHRINK SPLICE | P | 18.17 | 21.8 | 18.17 | 16.35 | 0 | 19.26 | EA | SCO404 | SC404
SCO440 | 0 | 0 | LK | #82-A1 SCOTCHCAST SPLICE KIT |  |  |  |  | SCOTCH COLD SHRINK SPLICE | P | 27.3 | 32.76 | 27.3 | 27.3 | 27.3 | 28.94 | EA | SCO440 | SC440
SCO442 | 0 | 0 | LK | #82-A2 SCOTCHCAST SPLICE KIT |  |  |  |  | SCOTCHCAST SPLICING KITS | P | 43.53 | 52.24 | 43.53 | 43.53 | 0 | 46.14 | EA | SCO442 | SC442
SCO446 | 0 | 0 | LK | #82-A3 SCOTCHCAST SPLICE KIT |  |  |  |  | SCOTCHCAST SPLICING KITS | P | 71.72 | 86.06 | 71.72 | 71.72 | 0 | 76.02 | EA | SCO446 | SC446
ROD640 | 0 | 0 | LK | 5/8 X 6' ANCHOR ROD | TWIN EYE #5346 |  |  |  | ANCHOR RODS | P | 2429.95 | 2915.94 | 2113 | 2113 | 0 | 2575.75 | C | ROD640 | RO640
ROD644 | 0 | 0 | LK | 5/8 X 7' ANCHOR ROD | TWIN EYE #5347 |  |  |  | ANCHOR RODS | P | 2513.9 | 3016.68 | 2186 | 2186 | 0 | 2664.73 | C | ROD644 | RO644
ROD648 | 0 | 0 | LK | 3/4 X 7' ANCHOR ROD | TWIN EYE #5357 |  |  |  | ANCHOR RODS | P | 3661.6 | 4393.92 | 3184 | 3184 | 0 | 3881.3 | C | ROD648 | RO648
ROD670 | 1163 | 1164.4767 | LK | 5/8" X 8-FT GROUND ROD |  |  |  | GRD 5/8X8FT CU | GRD RODS | P | 3341.9 | 4010.28 | 2906 | 2325 | 2521.8 | 3341.9 | C | ROD670 | RAA5808
ROD670 | 1163 | 1164.4767 | LK | 5/8" X 8-FT GROUND ROD |  |  |  | GRD 5/8X8FT CU | GRD RODS | P | 3341.9 | 4010.28 | 2906 | 2325 | 2521.8 | 3341.9 | C | ROD670 | RO670
ROD670 | 1163 | 1164.4767 | LK | 5/8" X 8-FT GROUND ROD |  |  |  | GRD 5/8X8FT CU | GRD RODS | P | 3341.9 | 4010.28 | 2906 | 2325 | 2521.8 | 3341.9 | C | ROD670 | XER040
ROD680 | 0 | 0 | LK | 3/4 X 7' TE TUBECO ANCHOR | ROD W/PLASTIC SLEEVE |  |  |  | TUBECO ANCHOR ROD | P | 82.65 | 99.18 | 71.87 | 64.68 | 0 | 87.61 | EA | ROD680 | RO680
REL640 | 19.48 | 19.48 | LK | OVERLOAD RESET KIT |  |  |  |  | RESET KITS | P | 36.49 | 43.79 | 31.28 | 31.28 | 37.86 | 38.68 | EA | REL640 | RE640
REL640 | 19.48 | 19.48 | LK | OVERLOAD RESET KIT |  |  |  |  | RESET KITS | P | 36.49 | 43.79 | 31.28 | 31.28 | 37.86 | 38.68 | EA | REL640 | XLK227
REL640 | 19.48 | 19.48 | LK | OVERLOAD RESET KIT |  |  |  |  | RESET KITS | P | 36.49 | 43.79 | 31.28 | 31.28 | 37.86 | 38.68 | EA | REL640 | XLK670
REL646 | 17.5 | 17.5 | LK | TRIPLE RESET KIT |  |  |  |  | RESET KITS | P | 30.18 | 36.22 | 30.18 | 27.16 | 34.02 | 34.02 | EA | REL646 | RE646
ROD200 | 0 | 0 | LK | #4 ARMOR ROD ARO110 |  |  |  | PRF AR-0110 (7/bundle=1) | ARMOR RODS | P | 8.85 | 10.62 | 7.69 | 6.54 | 0 | 9.38 | EA | ROD200 | RAB0700
ROD200 | 0 | 0 | LK | #4 ARMOR ROD ARO110 |  |  |  | PRF AR-0110 (7/bundle=1) | ARMOR RODS | P | 8.85 | 10.62 | 7.69 | 6.54 | 0 | 9.38 | EA | ROD200 | RO200
ROD202 | 0 | 0 | LK | #2 ARMOR ROD ARO114 |  |  |  | PRF AR-0114 (9/bundle=1) | ARMOR RODS | P | 11.28 | 13.54 | 9.81 | 8.34 | 0 | 11.96 | EA | ROD202 | RAB0900
ROD202 | 0 | 0 | LK | #2 ARMOR ROD ARO114 |  |  |  | PRF AR-0114 (9/bundle=1) | ARMOR RODS | P | 11.28 | 13.54 | 9.81 | 8.34 | 0 | 11.96 | EA | ROD202 | RO202
ROD204 | 0 | 0 | LK | #1/0 ARMOR ROD ARO118 |  |  |  | PRF AR-0118 (9/bundle=1) | ARMOR RODS | P | 18.26 | 21.91 | 15.88 | 13.5 | 0 | 19.36 | EA | ROD204 | RAB1100
ROD204 | 0 | 0 | LK | #1/0 ARMOR ROD ARO118 |  |  |  | PRF AR-0118 (9/bundle=1) | ARMOR RODS | P | 18.26 | 21.91 | 15.88 | 13.5 | 0 | 19.36 | EA | ROD204 | RO204
ROD206 | 0 | 0 | LK | #2/0 ARMOR ROD ARO120 |  |  |  | PRF AR-0120 (10/bundle=1) | ARMOR RODS | P | 21.65 | 25.98 | 18.82 | 16 | 0 | 22.95 | EA | ROD206 | RAB1200
ROD206 | 0 | 0 | LK | #2/0 ARMOR ROD ARO120 |  |  |  | PRF AR-0120 (10/bundle=1) | ARMOR RODS | P | 21.65 | 25.98 | 18.82 | 16 | 0 | 22.95 | EA | ROD206 | RO206
ROD208 | 0 | 0 | LK | #4/0 ARMOR ROD ARO124 |  |  |  | PRF AR-0124 (11/bundle=1) | ARMOR RODS | P | 29.09 | 34.91 | 25.29 | 21.5 | 0 | 30.84 | EA | ROD208 | RAB1400
ROD208 | 0 | 0 | LK | #4/0 ARMOR ROD ARO124 |  |  |  | PRF AR-0124 (11/bundle=1) | ARMOR RODS | P | 29.09 | 34.91 | 25.29 | 21.5 | 0 | 30.84 | EA | ROD208 | RO208
REL556 | 32 | 27.7736 | LK | 120V DPDT PWR RELAY | (OPEN FACED) |  |  | ALB 700-HG42A1 | RELAYS (PWR TYPE) (CLAPPER) | P | 70 | 84 | 70 | 70 | 62.21 | 70 | EA | REL556 | JAB7600
REL556 | 32 | 27.7736 | LK | 120V DPDT PWR RELAY | (OPEN FACED) |  |  | ALB 700-HG42A1 | RELAYS (PWR TYPE) (CLAPPER) | P | 70 | 84 | 70 | 70 | 62.21 | 70 | EA | REL556 | RE556
REL582 | 105 | 105 | LK | IDEC TIME DELAY RELAY | 120V #GT3A-2AF20 OR 3AF20 |  |  |  | TIME DELAY RELAYS | P | 84.67 | 101.6 | 73.63 | 66.27 | 204.12 | 204.12 | EA | REL582 | RE582
REM600 | 0 | 0 | LK | TIME MARK A258B VOLTAGE | MONITOR RELAY, 3 PHASE |  |  | TIME MARK A257B 240/480VAC | VOLTAGE MONITOR RELAY, 3 PHASE | P | 138.53 | 166.24 | 138.53 | 124.68 | 0 | 146.84 | EA | REM600 | RE600
REM604 | 0 | 0 | LK | SYMCOM 455 VOLTAGE MONITOR | RELAY, 3 PHASE |  |  |  | VOLTAGE MONITOR RELAY, 3 PHASE | P | 221.03 | 265.24 | 221.03 | 198.93 | 0 | 234.29 | EA | REM604 | RE604
REM608 | 0 | 0 | LK | RK PVC400AR VOLTAGE | MONITOR RELAY, 3 PHASE |  |  |  | VOLTAGE MONITOR RELAY, 3 PHASE | P | 197 | 236.4 | 197 | 187.15 | 0 | 208.82 | EA | REM608 | RE608
RELQ534 | 0 | 0 | LK | 9065-SS110 SQD CLASS | 10 SOLID STATE OVERLOAD RELAY | 9-27 AMP |  |  | SQUARE D CLASS 10 SOLID STATE OL RELAY | P | 220.8 | 264.96 | 192 | 172.8 | 0 | 234.05 | EA | RELQ534 | RE534
RELQ536 | 0 | 0 | LK | 9065-SS210 SQD CLASS | 10 SOLID STATE OVERLOAD RELAY | 14-45 AMP |  |  | SQUARE D CLASS 10 SOLID STATE OL RELAY | P | 310.5 | 372.6 | 270 | 243 | 0 | 329.13 | EA | RELQ536 | RE536
RELQ538 | 0 | 0 | LK | 9065-SS310 SQD CLASS | 10 SOLID STATE OVERLOAD RELAY | 30-90 AMP |  |  | SQUARE D CLASS 10 SOLID STATE OL RELAY | P | 378.35 | 454.02 | 329 | 296.1 | 0 | 401.05 | EA | RELQ538 | RE538
RELQ540 | 0 | 0 | LK | 9065-SS410 SQD CLASS | 10 SOLID STATE OVERLOAD RELAY | 45-145 AMP |  |  | SQUARE D CLASS 10 SOLID STATE OL RELAY | P | 548.55 | 658.26 | 477 | 428.3 | 0 | 581.46 | EA | RELQ540 | RE540
REL548 | 0 | 0 | LK | SPDT 12VDC PWR RELAY | RO45D30-12 OPEN FACED |  |  |  | RELAYS (PWR TYPE) (CLAPPER) | P | 42.3 | 50.76 | 42.3 | 38.07 | 0 | 44.84 | EA | REL548 | RE548
REL550 | 24.4 | 27.443 | LK | 24V DPDT PWR RELAY | (OPEN FACED) |  |  | ALB 700-HG42A24 | RELAYS (PWR TYPE) (CLAPPER) | P | 70 | 84 | 70 | 70 | 51.3 | 70 | EA | REL550 | JAB7620
REL550 | 24.4 | 27.443 | LK | 24V DPDT PWR RELAY | (OPEN FACED) |  |  | ALB 700-HG42A24 | RELAYS (PWR TYPE) (CLAPPER) | P | 70 | 84 | 70 | 70 | 51.3 | 70 | EA | REL550 | RE550
RELS502 | 0 | 0 | LK | 48ATB3S00 .75-3.4 AMP | SIEMANS/FURNAS ESP SERIES 48 |  |  |  | OVERLOAD RELAYS | P | 187 | 224.4 | 187 | 187 | 0 | 198.22 | EA | RELS502 | RE502
RELS504 | 0 | 0 | LK | 48ATC3S00 3-12 AMP | ESP SERIES 48 SOLID STATE OL | SIEMANS/FURNAS |  |  | OVERLOAD RELAYS | P | 187 | 224.4 | 187 | 187 | 0 | 198.22 | EA | RELS504 | RE504
RELS508 | 0 | 0 | LK | 48ATD3S00 5.5 TO 22 | AMP SIEMANS/FURNAS ESP SERIES |  |  |  | OVERLOAD RELAYS | P | 187 | 224.4 | 187 | 187 | 0 | 198.22 | EA | RELS508 | RE508
RELS510 | 0 | 0 | LK | 48ATE3S00 10 TO 40 AMP | SIEMANS/FURNAS ESP SERIES 48 |  |  |  | OVERLOAD RELAYS | P | 187 | 224.4 | 187 | 187 | 0 | 198.22 | EA | RELS510 | RE510
RELQ530 | 0 | 0 | LK | SZ 00 3-9A 600V SOLID STATE | OVERLOAD RELAY |  |  | SQ D 9065-SSC10/SSC20 | SQUARE D CLASS 10 SOLID STATE OL RELAY | P | 281.77 | 332.77 | 309.94 | 109.44 | 0 | 140.43 | EA | RELQ530 | RE530
RELQ530 | 0 | 0 | LK | SZ 00 3-9A 600V SOLID STATE | OVERLOAD RELAY |  |  | SQ D 9065-SSC10/SSC20 | SQUARE D CLASS 10 SOLID STATE OL RELAY | P | 281.77 | 332.77 | 309.94 | 109.44 | 0 | 140.43 | EA | RELQ530 | SQ D 9065SSC10
RELQ530 | 0 | 0 | LK | SZ 00 3-9A 600V SOLID STATE | OVERLOAD RELAY |  |  | SQ D 9065-SSC10/SSC20 | SQUARE D CLASS 10 SOLID STATE OL RELAY | P | 281.77 | 332.77 | 309.94 | 109.44 | 0 | 140.43 | EA | RELQ530 | SQ D 9065SSC20
RELQ532 | 0 | 0 | LK | 9065-SS010 SQD CLASS | 10 SOLID STATE OVERLOAD RELAY | 6-18 AMP |  |  | SQUARE D CLASS 10 SOLID STATE OL RELAY | P | 220.8 | 264.96 | 192 | 172.8 | 0 | 234.05 | EA | RELQ532 | RE532
RELS462 | 0 | 0 | LK | 958LFB3SA 13-52 AMP | SIEMANS/FURNAS 958L SOLID STA |  |  |  | ELECTRONIC OVERLOAD RELAY | P | 263 | 315.6 | 263 | 236.7 | 0 | 278.78 | EA | RELS462 | RE462
RELS463 | 0 | 0 | LK | 958LGB3SA 25-100 AMP | SIEMANS/FURNAS 958L SOLID STA |  |  |  | ELECTRONIC OVERLOAD RELAY | P | 279 | 334.8 | 279 | 251.1 | 0 | 295.74 | EA | RELS463 | RE463
RELS463 | 0 | 0 | LK | 958LGB3SA 25-100 AMP | SIEMANS/FURNAS 958L SOLID STA |  |  |  | ELECTRONIC OVERLOAD RELAY | P | 279 | 334.8 | 279 | 251.1 | 0 | 295.74 | EA | RELS463 | XSR022
RELS464 | 0 | 0 | LK | 958LHB3SA 50-200 AMP | SIEMANS/FURNAS 958L SOLID STA |  |  |  | ELECTRONIC OVERLOAD RELAY | P | 488 | 585.6 | 488 | 439.2 | 0 | 517.28 | EA | RELS464 | RE464
RE472 | 0 | 0 | LK | 958L109314 28-56 AMP | SIEMANS/FURNAS ELECTRONIC OL | RELAY |  |  |  | P | 279 | 334.8 | 279 | 251.1 | 0 | 295.74 | EA | ? | ?
RE472 | 0 | 0 | LK | 958L109314 28-56 AMP | SIEMANS/FURNAS ELECTRONIC OL | RELAY |  |  |  | P | 279 | 334.8 | 279 | 251.1 | 0 | 0 | EA | ? | ?
RE478 | 0 | 0 | LK | 958L109316 60-126 AMP | SIEMANS/FURNAS ELECTRONIC OL | RELAY |  |  |  | P | 441.6 | 529.92 | 384 | 345.6 | 0 | 407.04 | EA | ? | ?
RE478 | 0 | 0 | LK | 958L109316 60-126 AMP | SIEMANS/FURNAS ELECTRONIC OL | RELAY |  |  |  | P | 384 | 460.8 | 384 | 345.6 | 0 | 0 | EA | ? | ?
RELS500 | 0 | 0 | LK | 48ATA3S00 .25-1 AMP | SIEMANS/FURNAS ESP SERIES 48 |  |  |  | OVERLOAD RELAYS | P | 184 | 220.8 | 184 | 184 | 0 | 195.04 | EA | RELS500 | RE500
RELC428 | 0 | 0 | LK | 5A11246G149 26 TO 85 | AMP CH SOLID STATE O.L. RELAY |  |  |  | CH SOLID STATE OL RELAY | P | 439.56 | 527.47 | 376.2 | 282.15 | 0 | 465.93 | EA | RELC428 | RE428
RELC430 | 0 | 0 | LK | 5A11246G151 66 TO 110 | AMP CH SOLID STATE O.L. RELAY |  |  |  | CH SOLID STATE OL RELAY | P | 760.35 | 912.42 | 650.75 | 488.06 | 0 | 805.97 | EA | RELC430 | RE430
RELC432 | 0 | 0 | LK | 5A11246G152 57 TO 180 | AMP CH SOLID STATE O.L. RELAY |  |  |  | CH SOLID STATE OL RELAY | P | 1032.3 | 1238.76 | 883.5 | 662.63 | 0 | 1094.24 | EA | RELC432 | RE432
RELS450 | 0 | 0 | LK | SIEMANS/FURNAS N.O. | CONTACT FOR O.L. RELAY |  |  |  | SIEMANS/FURNAS N.O. O.L. RELAY CONTACT | P | 50.6 | 60.72 | 44 | 44 | 0 | 53.64 | EA | RELS450 | RE450
RELS460 | 0 | 0 | LK | 958LDB3SA 5.5-22 AMP | SIEMANS/ FURNAS 958L SOLID ST |  |  |  | ELECTRONIC OVERLOAD RELAY | P | 184 | 220.8 | 184 | 165.6 | 0 | 195.04 | EA | RELS460 | RE460
RELS461 | 0 | 0 | LK | 958LEB3SA 10-40 AMP | SIEMANS/FURNAS 958L SOLID STA |  |  |  | ELECTRONIC OVERLOAD RELAY | P | 252 | 302.4 | 252 | 226.8 | 0 | 267.12 | EA | RELS461 | RE461
RELC412 | 0 | 0 | LK | #C316PNA3B CH CLASS | 10 O.L. RELAY |  |  |  | C.H. CLASS 10 OVERLOAD RELAYS | P | 815.1 | 978.12 | 700.25 | 595.21 | 0 | 864.01 | EA | RELC412 | RE412
RELC414 | 0 | 0 | LK | #C316PNA3C CH CLASS | 10 O.L. RELAY |  |  |  | C.H. CLASS 10 OVERLOAD RELAYS | P | 708.4 | 850.08 | 608.58 | 517.29 | 0 | 750.9 | EA | RELC414 | RE414
RELC420 | 0 | 0 | LK | 5A11246G144 1.6 TO 5.0 | AMP CH SOLID STATE O.L. RELAY |  |  |  | CH SOLID STATE OL RELAY | P | 240.87 | 289.04 | 206.15 | 154.61 | 0 | 255.32 | EA | RELC420 | RE420
RELC422 | 0 | 0 | LK | 5A11246G145 3.7 TO 12.0 | AMP CH SOLID STATE O.L. RELAY |  |  |  | CH SOLID STATE OL RELAY | P | 240.87 | 289.04 | 206.15 | 154.61 | 0 | 255.32 | EA | RELC422 | RE422
RELC424 | 0 | 63.46 | LK | 5A11246G146 12 TO 32 | AMP CH SOLID STATE O.L. RELAY |  |  |  | CH SOLID STATE OL RELAY | P | 254.19 | 305.03 | 217.55 | 163.16 | 254.19 | 269.44 | EA | RELC424 | RE424
RELC406 | 0 | 0 | LK | #C316KNA3E CH CLASS | 10 O.L. RELAY |  |  |  | C.H. CLASS 10 OVERLOAD RELAYS | P | 248.6 | 298.32 | 213.57 | 181.53 | 0 | 263.52 | EA | RELC406 | RE406
RELC388 | 0 | 0 | LK | #C316FNA3M CH CLASS | 10 O.L. RELAY |  |  |  | C.H. CLASS 10 OVERLOAD RELAYS | P | 161.7 | 194.04 | 138.92 | 118.08 | 0 | 171.4 | EA | RELC388 | RE388
RELC390 | 0 | 0 | LK | #C316FNA3P CH CLASS | 10 O.L. RELAY |  |  |  | C.H. CLASS 10 OVERLOAD RELAYS | P | 167.2 | 200.64 | 143.64 | 122.09 | 0 | 177.23 | EA | RELC390 | RE390
RELC392 | 0 | 0 | LK | #C316FNA3Q CH CLASS | 10 O.L. RELAY |  |  |  | C.H. CLASS 10 OVERLOAD RELAYS | P | 167.2 | 200.64 | 143.64 | 122.09 | 0 | 177.23 | EA | RELC392 | RE392
RELC396 | 0 | 0 | LK | #C316FNA3T CH CLASS | 10 O.L. RELAY |  |  |  | C.H. CLASS 10 OVERLOAD RELAYS | P | 193.6 | 232.32 | 166.2 | 141.27 | 0 | 205.22 | EA | RELC396 | RE396
RELC398 | 0 | 0 | LK | #C316KNA3A CH CLASS | 10 O.L. RELAY |  |  |  | C.H. CLASS 10 OVERLOAD RELAYS | P | 187 | 224.4 | 160.65 | 136.55 | 0 | 198.22 | EA | RELC398 | RE398
REL610 | 0 | 0 | LK | SQ.D 8501KPD12V51 12VDC RELAY |  |  |  |  | MISCELLANEOUS RELAYS | P | 37.88 | 45.46 | 37.88 | 37.88 | 0 | 43.84 | EA | REL610 | RE350
REL612 | 0 | 0 | LK | RS3-1D75-41 SPST SOLID | STATE RELAY N.O., |  |  |  | MISCELLANEOUS RELAYS | P | 88.61 | 106.33 | 88.61 | 79.75 | 0 | 93.93 | EA | REL612 | RE360
RELG380 | 0 | 0 | LK | GE RTXP O.L. RELAY BRACKET |  |  |  |  | GENERAL ELECTRIC OVERLOAD RELAY BRACKET | P | 20.79 | 24.95 | 20.79 | 17.67 | 0 | 39.41 | EA | RELG380 | RE380
RELC382 | 0 | 0 | LK | #C316FNA3H CH CLASS | 10 O.L. RELAY |  |  |  | C.H. CLASS 10 OVERLOAD RELAYS | P | 161.7 | 194.04 | 138.92 | 118.08 | 0 | 171.4 | EA | RELC382 | RE382
RE384 | 0 | 0 | LK | #C316FNA3J (CH) CLASS 10 | O.L. RELAY |  |  |  |  | P | 0 | 0 | 0 | 0 | 0 | 148.08 | EA | ? | ?
RE384 | 0 | 0 | LK | #C316FNA3J (CH) CLASS 10 | O.L. RELAY |  |  |  |  | P | 139.7 | 167.64 | 120.02 | 102.02 | 0 | 0 | EA | ? | ?
REL328 | 9.19 | 9.0885 | LK | 120V 11 PIN RELAY 3PDT | GENERAL PURPOSE |  |  |  | RELAY (GENERAL PURPOSE) | P | 34.75 | 41.7 | 34.75 | 27.8 | 17.86 | 36.84 | EA | REL328 | RE312
REL600 | 0 | 0.55 | LK | IDEC MAGNETIC LATCHING | RELAY #RR2KP-UAC |  |  |  | MISCELLANEOUS RELAYS | P | 50.62 | 60.74 | 44.02 | 39.62 | 0 | 53.66 | EA | REL600 | RE330
REL602 | 55 | 44.2929 | LK | OMRON LATCHING RELAY 120V |  |  |  |  | MISCELLANEOUS RELAYS | P | 86.42 | 103.7 | 82.1 | 78 | 106.92 | 106.92 | EA | REL602 | OMRON MK2KPUAAC120
REL602 | 55 | 44.2929 | LK | OMRON LATCHING RELAY 120V |  |  |  |  | MISCELLANEOUS RELAYS | P | 86.42 | 103.7 | 82.1 | 78 | 106.92 | 106.92 | EA | REL602 | RE334
REL604 | 55 | 39.3389 | LK | OMRON LATCHING RELAY 24V |  |  |  |  | MISCELLANEOUS RELAYS | P | 88.54 | 106.25 | 84.11 | 79.9 | 106.92 | 106.92 | EA | REL604 | RE338
REL606 | 0 | 0 | LK | OMRON RELAY G2R-2SN-AC120 |  |  |  |  | MISCELLANEOUS RELAYS | P | 31.62 | 37.94 | 30.04 | 27.04 | 0 | 33.52 | EA | REL606 | RE342
REL608 | 0 | 0 | LK | OMRON RELAY BASE #P2RF08 |  |  |  |  | MISCELLANEOUS RELAYS | P | 17.24 | 20.69 | 16.38 | 14.74 | 0 | 18.27 | EA | REL608 | RE346
REC270 | 0 | 0 | LK | VIP388ER-12-1-ST, 27KV | 125 BIL, 3-PHASE, 800 AMP, |  |  |  | G & W VACUUM RECLOSER | P | 23981.05 | 28777.26 | 23981.05 | 22782 | 0 | 28867.62 | EA | REC270 | RE270
REL320 | 12.71 | 10.894 | LK | 12V 8 PIN RELAY, DPDT | GENERAL PURPOSE |  |  |  | RELAY (GENERAL PURPOSE) | P | 28.25 | 33.9 | 28.25 | 22.6 | 29.16 | 28.25 | EA | REL320 | RE298
REL326 | 10.71 | 10.71 | LK | 24V 11 PIN RELAY 3PDT | GENERAL PURPOSE |  |  |  | RELAY (GENERAL PURPOSE) | P | 34.75 | 41.7 | 34.75 | 27.8 | 20.82 | 36.84 | EA | REL326 | RE308
RAI200 | 0 | 0 | LK | 36"" HEAVY DUTY MOTOR RAILS |  |  |  |  | MOTOR RAILS - HEAVY DUTY | P | 333 | 399.6 | 333 | 299.7 | 0 | 352.98 | PR | RAI200 | RA200
REC102 | 0 | 0 | LK | 15 AMP RECEPTACLE | SPECIFICATION GRADE |  |  |  | RECEPTACLES | P | 19.4 | 23.28 | 16.95 | 15.26 | 0 | 20.56 | EA | REC102 | RE210
REC232 | 12.18 | 12.8857 | LK | 20 AMP GFI RECEPTACLE |  |  |  | LEV W7899-E | RECEPTACLES | P | 30.65 | 36.78 | 30.65 | 27.59 | 29 | 29.59 | EA | REC232 | GAB2315
REC232 | 12.18 | 12.8857 | LK | 20 AMP GFI RECEPTACLE |  |  |  | LEV W7899-E | RECEPTACLES | P | 30.65 | 36.78 | 30.65 | 27.59 | 29 | 29.59 | EA | REC232 | RE230
REC232 | 12.18 | 12.8857 | LK | 20 AMP GFI RECEPTACLE |  |  |  | LEV W7899-E | RECEPTACLES | P | 30.65 | 36.78 | 30.65 | 27.59 | 29 | 29.59 | EA | REC232 | XLK151
REC232 | 12.18 | 12.8857 | LK | 20 AMP GFI RECEPTACLE |  |  |  | LEV W7899-E | RECEPTACLES | P | 30.65 | 36.78 | 30.65 | 27.59 | 29 | 29.59 | EA | REC232 | XLK703
PROC502 | 0 | 0 | LK | #HMCP050K2 CH | (W) SIZE 2 MOTOR CIR |  |  |  | MOTOR CIRCUIT PROTECTORS CUTLER HAMMER | P | 1369.9 | 1643.88 | 984.2 | 885.78 | 0 | 1452.09 | EA | PROC502 | PR502
PROC504 | 0 | 0 | LK | #HMCP100R3 CH | (W) SIZE 3 MOTOR CIR |  |  |  | MOTOR CIRCUIT PROTECTORS CUTLER HAMMER | P | 1651.09 | 1981.31 | 1186.22 | 1067.6 | 0 | 1750.16 | EA | PROC504 | PR504
PROC506 | 0 | 0 | LK | #HMCP150U4 CH | (W) SIZE 4 MOTOR CIR |  |  |  | MOTOR CIRCUIT PROTECTORS CUTLER HAMMER | P | 2382.39 | 2858.87 | 1711.62 | 1540.46 | 0 | 2525.33 | EA | PROC506 | PR506
PROC508 | 0 | 0 | LK | #HMCP250L5 CH | (W) SIZE 5 MOTOR CIR |  |  |  | MOTOR CIRCUIT PROTECTORS CUTLER HAMMER | P | 2838.68 | 3406.42 | 2039.44 | 1835.5 | 0 | 3009 | EA | PROC508 | PR508
RAC100 | 600.1 | 600.1 | LK | CREOSOTED TRANSFORMER RACK |  |  |  |  | CREOSOTED TRANSFORMER RACKS | P | 2137.74 | 2458.4 | 1943.4 | 1749.06 | 1166.59 | 2266 | EA | RAC100 | RA100
POL454 | 0 | 0 | LK | 45' CLASS 3 POLE |  |  |  |  | POLES | P | 905.12 | 1040.89 | 822.83 | 740.55 | 0 | 959.43 | EA | POL454 | PO454
POL800 | 0 | 0 | LK | 10' STUB POLE |  |  |  |  | STUB POLE | P | 83.94 | 100.73 | 76.31 | 48.76 | 0 | 88.98 | EA | POL800 | PO460
POL464 | 0 | 0 | LK | CREOSOTE POLE DISPOSAL |  |  |  |  | POLES | P | 37.49 | 44.99 | 37.49 | 33.74 | 0 | 39.74 | EA | POL464 | PO464
POS500 | 0 | 0 | LK | TERMINAL POST, 8-FT |  |  |  |  | TERMINAL POSTS AND CAPS | P | 27.92 | 33.5 | 27.92 | 25.13 | 0 | 29.6 | EA | POS500 | PO500
POS502 | 0 | 0 | LK | 2" TERMINAL POST CAP |  |  |  |  | TERMINAL POSTS AND CAPS | P | 2.32 | 2.78 | 2.32 | 2.09 | 0 | 2.46 | EA | POS502 | PO502
PROC500 | 0 | 305.4167 | LK | #HMCP030H1 CH | (W) SIZE 1 MOTOR CIR |  |  |  | MOTOR CIRCUIT PROTECTORS CUTLER HAMMER | P | 1105.19 | 1326.23 | 794.02 | 714.618 | 513 | 1171.5 | EA | PROC500 | PR500
POL412 | 0 | 0 | LK | 35' CLASS 4 POLE |  |  |  |  | POLES | P | 485.98 | 558.88 | 441.8 | 397.62 | 0 | 515.14 | EA | POL412 | PO412
POL418 | 0 | 0 | LK | 35' CLASS 3 POLE |  |  |  |  | POLES | P | 644.58 | 741.27 | 585.98 | 527.38 | 0 | 683.25 | EA | POL418 | PO418
POL424 | 0 | 0 | LK | 40' CLASS 5 POLE |  |  |  |  | POLES | P | 560.96 | 645.1 | 509.97 | 458.97 | 0 | 594.62 | EA | POL424 | PO424
POL430 | 0 | 0 | LK | 40' CLASS 4 POLE |  |  |  |  | POLES | P | 646.27 | 743.21 | 587.52 | 528.77 | 0 | 685.05 | EA | POL430 | PO430
POL436 | 0 | 0 | LK | 40' CLASS 3 POLE |  |  |  |  | POLES | P | 763.13 | 877.6 | 693.75 | 624.38 | 0 | 808.92 | EA | POL436 | PO436
POL442 | 0 | 0 | LK | 45' CLASS 5 POLE |  |  |  |  | POLES | P | 606.3 | 697.25 | 551.18 | 496.06 | 0 | 642.68 | EA | POL442 | PO442
POL448 | 0 | 0 | LK | 45' CLASS 4 POLE |  |  |  |  | POLES | P | 719.9 | 827.89 | 654.45 | 589.01 | 0 | 763.09 | EA | POL448 | PO448
PLG360 | 13.26 | 14.2513 | LK | 1 1/2" GASKETED HOFFMANN PLUG | KO PLUG |  |  | HOF AS150 (10/bag) | GASKETED KNOCKOUT PLUGS | P | 29.36 | 35.23 | 24.47 | 20.8 | 31.16 | 31.16 | EA | PLG360 | EAA0500
PLG360 | 13.26 | 14.2513 | LK | 1 1/2" GASKETED HOFFMANN PLUG | KO PLUG |  |  | HOF AS150 (10/bag) | GASKETED KNOCKOUT PLUGS | P | 29.36 | 35.23 | 24.47 | 20.8 | 31.16 | 31.16 | EA | PLG360 | PL360
PLG362 | 14.62 | 15.9242 | LK | 2" GASKETED HOFFMANN PLUG | KO PLUG |  |  | HOF AS200 (10/bag) | GASKETED KNOCKOUT PLUGS | P | 31.08 | 37.3 | 25.9 | 22.01 | 28.43 | 32.94 | EA | PLG362 | EAA0600
PLG362 | 14.62 | 15.9242 | LK | 2" GASKETED HOFFMANN PLUG | KO PLUG |  |  | HOF AS200 (10/bag) | GASKETED KNOCKOUT PLUGS | P | 31.08 | 37.3 | 25.9 | 22.01 | 28.43 | 32.94 | EA | PLG362 | PL362
PLG362 | 14.62 | 15.9242 | LK | 2" GASKETED HOFFMANN PLUG | KO PLUG |  |  | HOF AS200 (10/bag) | GASKETED KNOCKOUT PLUGS | P | 31.08 | 37.3 | 25.9 | 22.01 | 28.43 | 32.94 | EA | PLG362 | XLK448
PLG364 | 6.9 | 19.5725 | LK | 2 1/2" GASKETED HOFFMANN PLUG | KO PLUG |  |  | HOF AS | GASKETED KNOCKOUT PLUGS | P | 41.16 | 49.39 | 34.3 | 29.16 | 38.88 | 41.95 | EA | PLG364 | EAA0700
PLG364 | 6.9 | 19.5725 | LK | 2 1/2" GASKETED HOFFMANN PLUG | KO PLUG |  |  | HOF AS | GASKETED KNOCKOUT PLUGS | P | 41.16 | 49.39 | 34.3 | 29.16 | 38.88 | 41.95 | EA | PLG364 | PL364
PLG366 | 24.69 | 26.7378 | LK | 3" GASKETED HOFFMANN PLUG | KO PLUG |  |  | HOF AS300 | GASKETED KNOCKOUT PLUGS | P | 54.32 | 65.18 | 45.32 | 38.52 | 48 | 55.42 | EA | PLG366 | EAA0800
PLG366 | 24.69 | 26.7378 | LK | 3" GASKETED HOFFMANN PLUG | KO PLUG |  |  | HOF AS300 | GASKETED KNOCKOUT PLUGS | P | 54.32 | 65.18 | 45.32 | 38.52 | 48 | 55.42 | EA | PLG366 | PL366
PLG368 | 0 | 45.51 | LK | 4" GASKETED HOFFMANN PLUG | KO PLUG |  |  | HOF AS400 | GASKETED KNOCKOUT PLUGS | P | 86.93 | 104.31 | 72.44 | 61.57 | 78.24 | 92.15 | EA | PLG368 | EAA0900
PLG368 | 0 | 45.51 | LK | 4" GASKETED HOFFMANN PLUG | KO PLUG |  |  | HOF AS400 | GASKETED KNOCKOUT PLUGS | P | 86.93 | 104.31 | 72.44 | 61.57 | 78.24 | 92.15 | EA | PLG368 | PL368
POL406 | 0 | 0 | LK | 35' CLASS 5 POLE |  |  |  |  | POLES | P | 433 | 497.95 | 393.63 | 354.27 | 0 | 458.98 | EA | POL406 | PO406
PLG316 | 0 | 0 | LK | 4" CONDUIT PLUG PLG105 |  |  |  |  | CONDUIT PLUGS | P | 52.42 | 62.9 | 45.58 | 38.74 | 0 | 55.57 | EA | PLG316 | PL316
PLG350 | 7.76 | 7.76 | LK | PUSHBUTTON-GASKETED | HOFFMANN PLUG |  |  |  | GASKETED KNOCKOUT PLUGS | P | 17.98 | 21.58 | 14.99 | 12.74 | 15.09 | 18.33 | EA | PLG350 | PL350
PLG352 | 5.97 | 6.4484 | LK | 1/2" GASKETED HOFFMANN PLUG | KO PLUG |  |  | HOF AS050 (10/bag) | GASKETED KNOCKOUT PLUGS | P | 12.77 | 15.32 | 10.64 | 9.04 | 13.88 | 13.88 | EA | PLG352 | EAA0100
PLG352 | 5.97 | 6.4484 | LK | 1/2" GASKETED HOFFMANN PLUG | KO PLUG |  |  | HOF AS050 (10/bag) | GASKETED KNOCKOUT PLUGS | P | 12.77 | 15.32 | 10.64 | 9.04 | 13.88 | 13.88 | EA | PLG352 | PL352
PLG352 | 5.97 | 6.4484 | LK | 1/2" GASKETED HOFFMANN PLUG | KO PLUG |  |  | HOF AS050 (10/bag) | GASKETED KNOCKOUT PLUGS | P | 12.77 | 15.32 | 10.64 | 9.04 | 13.88 | 13.88 | EA | PLG352 | XLK335
PLG354 | 7.56 | 8.2356 | LK | 3/4" GASKETED HOFFMANN PLUG | KO PLUG |  |  | HOF AS075 (10/bag) | GASKETED KNOCKOUT PLUGS | P | 16.08 | 19.3 | 13.4 | 11.39 | 14.74 | 17.04 | EA | PLG354 | EAA0200
PLG354 | 7.56 | 8.2356 | LK | 3/4" GASKETED HOFFMANN PLUG | KO PLUG |  |  | HOF AS075 (10/bag) | GASKETED KNOCKOUT PLUGS | P | 16.08 | 19.3 | 13.4 | 11.39 | 14.74 | 17.04 | EA | PLG354 | PL354
PLG354 | 7.56 | 8.2356 | LK | 3/4" GASKETED HOFFMANN PLUG | KO PLUG |  |  | HOF AS075 (10/bag) | GASKETED KNOCKOUT PLUGS | P | 16.08 | 19.3 | 13.4 | 11.39 | 14.74 | 17.04 | EA | PLG354 | XLK369
PLG356 | 10.44 | 11.39 | LK | 1" GASKETED HOFFMANN PLUG | KO PLUG |  |  | HOF AS100 (10/bag) | GASKETED KNOCKOUT PLUGS | P | 22.21 | 26.65 | 18.51 | 15.73 | 20.29 | 23.54 | EA | PLG356 | EAA0300
PLG356 | 10.44 | 11.39 | LK | 1" GASKETED HOFFMANN PLUG | KO PLUG |  |  | HOF AS100 (10/bag) | GASKETED KNOCKOUT PLUGS | P | 22.21 | 26.65 | 18.51 | 15.73 | 20.29 | 23.54 | EA | PLG356 | PL356
PLG356 | 10.44 | 11.39 | LK | 1" GASKETED HOFFMANN PLUG | KO PLUG |  |  | HOF AS100 (10/bag) | GASKETED KNOCKOUT PLUGS | P | 22.21 | 26.65 | 18.51 | 15.73 | 20.29 | 23.54 | EA | PLG356 | XLK308
PLG358 | 11.61 | 12.6723 | LK | 1 1/4" GASKETED HOFFMANN PLUG | KO PLUG |  |  |  | GASKETED KNOCKOUT PLUGS | P | 25.7 | 30.84 | 21.42 | 18.21 | 22.57 | 26.19 | EA | PLG358 | PL358
PLG304 | 2 | 3.6313 | LK | 1" CONDUIT PLUG |  |  |  | CRH PLG3 (25/box) | CONDUIT PLUGS | P | 4.89 | 5.87 | 4.25 | 3.61 | 8.96 | 8.86 | EA | PLG304 | BAK0300
PLG304 | 2 | 3.6313 | LK | 1" CONDUIT PLUG |  |  |  | CRH PLG3 (25/box) | CONDUIT PLUGS | P | 4.89 | 5.87 | 4.25 | 3.61 | 8.96 | 8.86 | EA | PLG304 | PL304
PLG304 | 2 | 3.6313 | LK | 1" CONDUIT PLUG |  |  |  | CRH PLG3 (25/box) | CONDUIT PLUGS | P | 4.89 | 5.87 | 4.25 | 3.61 | 8.96 | 8.86 | EA | PLG304 | XLK255
PLG306 | 2.13 | 3.9869 | LK | 1 1/4 CONDUIT PLUG PLG45 |  |  |  | CRH PLG4/PLG45 | CONDUIT PLUGS | P | 5.36 | 6.43 | 4.66 | 3.96 | 7.94 | 8.86 | EA | PLG306 | APPLETON PLG125
PLG306 | 2.13 | 3.9869 | LK | 1 1/4 CONDUIT PLUG PLG45 |  |  |  | CRH PLG4/PLG45 | CONDUIT PLUGS | P | 5.36 | 6.43 | 4.66 | 3.96 | 7.94 | 8.86 | EA | PLG306 | APPLETON PLG125S
PLG306 | 2.13 | 3.9869 | LK | 1 1/4 CONDUIT PLUG PLG45 |  |  |  | CRH PLG4/PLG45 | CONDUIT PLUGS | P | 5.36 | 6.43 | 4.66 | 3.96 | 7.94 | 8.86 | EA | PLG306 | BAK0400
PLG306 | 2.13 | 3.9869 | LK | 1 1/4 CONDUIT PLUG PLG45 |  |  |  | CRH PLG4/PLG45 | CONDUIT PLUGS | P | 5.36 | 6.43 | 4.66 | 3.96 | 7.94 | 8.86 | EA | PLG306 | CROUSE HINDS PLG4
PLG306 | 2.13 | 3.9869 | LK | 1 1/4 CONDUIT PLUG PLG45 |  |  |  | CRH PLG4/PLG45 | CONDUIT PLUGS | P | 5.36 | 6.43 | 4.66 | 3.96 | 7.94 | 8.86 | EA | PLG306 | CROUSE HINDS PLG45
PLG306 | 2.13 | 3.9869 | LK | 1 1/4 CONDUIT PLUG PLG45 |  |  |  | CRH PLG4/PLG45 | CONDUIT PLUGS | P | 5.36 | 6.43 | 4.66 | 3.96 | 7.94 | 8.86 | EA | PLG306 | PL306
PLG308 | 2.92 | 5.4015 | LK | 1 1/2" CONDUIT PLUG |  |  |  | CRH PLG5 | CONDUIT PLUGS | P | 7.65 | 9.18 | 6.65 | 5.65 | 13.66 | 9.91 | EA | PLG308 | Appleton PLG-150
PLG308 | 2.92 | 5.4015 | LK | 1 1/2" CONDUIT PLUG |  |  |  | CRH PLG5 | CONDUIT PLUGS | P | 7.65 | 9.18 | 6.65 | 5.65 | 13.66 | 9.91 | EA | PLG308 | Appleton PLG-150S
PLG308 | 2.92 | 5.4015 | LK | 1 1/2" CONDUIT PLUG |  |  |  | CRH PLG5 | CONDUIT PLUGS | P | 7.65 | 9.18 | 6.65 | 5.65 | 13.66 | 9.91 | EA | PLG308 | BAK0500
PLG308 | 2.92 | 5.4015 | LK | 1 1/2" CONDUIT PLUG |  |  |  | CRH PLG5 | CONDUIT PLUGS | P | 7.65 | 9.18 | 6.65 | 5.65 | 13.66 | 9.91 | EA | PLG308 | CROUSE HINDS PLG5
PLG308 | 2.92 | 5.4015 | LK | 1 1/2" CONDUIT PLUG |  |  |  | CRH PLG5 | CONDUIT PLUGS | P | 7.65 | 9.18 | 6.65 | 5.65 | 13.66 | 9.91 | EA | PLG308 | CROUSE HINDS PLG55
PLG308 | 2.92 | 5.4015 | LK | 1 1/2" CONDUIT PLUG |  |  |  | CRH PLG5 | CONDUIT PLUGS | P | 7.65 | 9.18 | 6.65 | 5.65 | 13.66 | 9.91 | EA | PLG308 | PL308
PLG308 | 2.92 | 5.4015 | LK | 1 1/2" CONDUIT PLUG |  |  |  | CRH PLG5 | CONDUIT PLUGS | P | 7.65 | 9.18 | 6.65 | 5.65 | 13.66 | 9.91 | EA | PLG308 | XLK570
PLG310 | 5.08 | 8.4275 | LK | 2" CONDUIT PLUG PLG65 |  |  |  | CRH PLG6 | CONDUIT PLUGS | P | 12.96 | 15.55 | 11.27 | 9.58 | 17.28 | 16.79 | EA | PLG310 | BAK0600
PLG310 | 5.08 | 8.4275 | LK | 2" CONDUIT PLUG PLG65 |  |  |  | CRH PLG6 | CONDUIT PLUGS | P | 12.96 | 15.55 | 11.27 | 9.58 | 17.28 | 16.79 | EA | PLG310 | PL310
PLG312 | 0 | 0 | LK | 2 1/2 CONDUIT PLUG PLG75 |  |  |  | CRH PLG7 | CONDUIT PLUGS | P | 24.99 | 29.99 | 21.73 | 18.47 | 0 | 26.49 | EA | PLG312 | BAK0700
PLG312 | 0 | 0 | LK | 2 1/2 CONDUIT PLUG PLG75 |  |  |  | CRH PLG7 | CONDUIT PLUGS | P | 24.99 | 29.99 | 21.73 | 18.47 | 0 | 26.49 | EA | PLG312 | PL312
PLG314 | 8.16 | 20.4433 | LK | 3" CONDUIT PLUG PLG85 |  |  |  | CRH PLG8 | CONDUIT PLUGS | P | 31.13 | 37.36 | 27.07 | 23.01 | 31.63 | 31.63 | EA | PLG314 | BAK0800
PLG314 | 8.16 | 20.4433 | LK | 3" CONDUIT PLUG PLG85 |  |  |  | CRH PLG8 | CONDUIT PLUGS | P | 31.13 | 37.36 | 27.07 | 23.01 | 31.63 | 31.63 | EA | PLG314 | PL314
PLA500 | 207.61 | 458.33 | LK | 1G RECPT COVER WP |  |  |  | THM CCSV | WEATHERPROOF PLATES | P | 1026.26 | 1231.51 | 821.01 | 575 | 891 | 1026.26 | C | PLA500 | CR712
PLA500 | 207.61 | 458.33 | LK | 1G RECPT COVER WP |  |  |  | THM CCSV | WEATHERPROOF PLATES | P | 1026.26 | 1231.51 | 821.01 | 575 | 891 | 1026.26 | C | PLA500 | DAL1013
PLA500 | 207.61 | 458.33 | LK | 1G RECPT COVER WP |  |  |  | THM CCSV | WEATHERPROOF PLATES | P | 1026.26 | 1231.51 | 821.01 | 575 | 891 | 1026.26 | C | PLA500 | PL200
PLA500 | 207.61 | 458.33 | LK | 1G RECPT COVER WP |  |  |  | THM CCSV | WEATHERPROOF PLATES | P | 1026.26 | 1231.51 | 821.01 | 575 | 891 | 1026.26 | C | PLA500 | XLK433
PLA502 | 1117.13 | 761.6176 | LK | GFI IN USE COVER | 2.64" DEEP |  |  | THM E9UVGRN2 | WEATHERPROOF PLATES | P | 3288.1 | 3945.72 | 3288.1 | 2959 | 2019.6 | 3288.1 | C | PLA502 | DAK2010
PLA502 | 1117.13 | 761.6176 | LK | GFI IN USE COVER | 2.64" DEEP |  |  | THM E9UVGRN2 | WEATHERPROOF PLATES | P | 3288.1 | 3945.72 | 3288.1 | 2959 | 2019.6 | 3288.1 | C | PLA502 | PL210
PLA504 | 480.48 | 480.48 | LK | WEATHERPROOF DUPLEX | RECEPTACLE SNAP COVER PLATE 1 |  |  |  | WEATHERPROOF PLATES | P | 1112.1 | 1334.52 | 889.68 | 623 | 934.05 | 1112.1 | C | PLA504 | DAL1014
PLA504 | 480.48 | 480.48 | LK | WEATHERPROOF DUPLEX | RECEPTACLE SNAP COVER PLATE 1 |  |  |  | WEATHERPROOF PLATES | P | 1112.1 | 1334.52 | 889.68 | 623 | 934.05 | 1112.1 | C | PLA504 | PL215
PLA504 | 480.48 | 480.48 | LK | WEATHERPROOF DUPLEX | RECEPTACLE SNAP COVER PLATE 1 |  |  |  | WEATHERPROOF PLATES | P | 1112.1 | 1334.52 | 889.68 | 623 | 934.05 | 1112.1 | C | PLA504 | XLK201
PLG300 | 1.39 | 1.6741 | LK | 1/2" CONDUIT PLUG PLG15 |  |  |  | CRH PLG1 (50/box) | CONDUIT PLUGS | P | 3.57 | 4.28 | 3.1 | 2.64 | 3.51 | 3.65 | EA | PLG300 | BAK0100
PLG300 | 1.39 | 1.6741 | LK | 1/2" CONDUIT PLUG PLG15 |  |  |  | CRH PLG1 (50/box) | CONDUIT PLUGS | P | 3.57 | 4.28 | 3.1 | 2.64 | 3.51 | 3.65 | EA | PLG300 | PL300
PLG302 | 1.69 | 1.98 | LK | 3/4" CONDUIT PLUG PLG25 |  |  |  | CRH PLG2 (50/box) | CONDUIT PLUGS | P | 4.01 | 4.82 | 4.01 | 3.47 | 3.62 | 4.65 | EA | PLG302 | BAK0200
PLG302 | 1.69 | 1.98 | LK | 3/4" CONDUIT PLUG PLG25 |  |  |  | CRH PLG2 (50/box) | CONDUIT PLUGS | P | 4.01 | 4.82 | 4.01 | 3.47 | 3.62 | 4.65 | EA | PLG302 | PL302
PLA150 | 0 | 25.7143 | LK | #92071 IVORY PLATE FOR | SINGLE SWITCH |  |  |  | PLATES FOR SWITCHES AND RECP. | P | 175.5 | 210.6 | 135 | 68 | 37.8 | 175.5 | C | PLA150 | PL150
PLA156 | 0 | 24.5243 | LK | #92101 IVORY PLATE FOR | DUPLEX RECEPTACLE |  |  |  | PLATES FOR SWITCHES AND RECP. | P | 175.5 | 210.6 | 135 | 68 | 37.8 | 175.5 | C | PLA156 | PL156
PLA162 | 0.98 | 0.67 | LK | BLANK HANDY BOX COVER METAL |  |  |  | THM 58C1 | PLATES FOR SWITCHES AND RECP. | P | 3.97 | 4.76 | 3.5 | 2.1 | 1.9 | 2.43 | EA | PLA162 | DAD1012
PLA162 | 0.98 | 0.67 | LK | BLANK HANDY BOX COVER METAL |  |  |  | THM 58C1 | PLATES FOR SWITCHES AND RECP. | P | 3.97 | 4.76 | 3.5 | 2.1 | 1.9 | 2.43 | EA | PLA162 | PL162
PLA162 | 0.98 | 0.67 | LK | BLANK HANDY BOX COVER METAL |  |  |  | THM 58C1 | PLATES FOR SWITCHES AND RECP. | P | 3.97 | 4.76 | 3.5 | 2.1 | 1.9 | 2.43 | EA | PLA162 | XLK332
PLA168 | 0.3 | 0.6689 | LK | 1G SINGLE RECEPTACLE METAL | COVER |  |  | THM 58-C-5 | PLATES FOR SWITCHES AND RECP. | P | 2.6 | 3.12 | 2.26 | 1.36 | 1.3 | 1.56 | EA | PLA168 | DAD1010
PLA174 | 0 | 0 | LK | 1G METAL DUPLEX RECEPTACLE | COVER |  |  | THM 58-C-7 | PLATES FOR SWITCHES AND RECP. | P | 2.6 | 3.12 | 2.26 | 1.36 | 0 | 2.76 | EA | PLA174 | DAD1011
PLA174 | 0 | 0 | LK | 1G METAL DUPLEX RECEPTACLE | COVER |  |  | THM 58-C-7 | PLATES FOR SWITCHES AND RECP. | P | 2.6 | 3.12 | 2.26 | 1.36 | 0 | 2.76 | EA | PLA174 | PL174
PLA174 | 0 | 0 | LK | 1G METAL DUPLEX RECEPTACLE | COVER |  |  | THM 58-C-7 | PLATES FOR SWITCHES AND RECP. | P | 2.6 | 3.12 | 2.26 | 1.36 | 0 | 2.76 | EA | PLA174 | XEC069
PLA180 | 88 | 28.39 | LK | 4" SQ METAL FLAT BLANK COVER |  |  | UNI 4052 4-IN | THM - 52C1 54C1 | PLATES FOR SWITCHES AND RECP. | P | 264.21 | 317.05 | 165.13 | 99.08 | 81 | 264.21 | C | PLA180 | DAA2014
PLA180 | 88 | 28.39 | LK | 4" SQ METAL FLAT BLANK COVER |  |  | UNI 4052 4-IN | THM - 52C1 54C1 | PLATES FOR SWITCHES AND RECP. | P | 264.21 | 317.05 | 165.13 | 99.08 | 81 | 264.21 | C | PLA180 | PL180
PLA180 | 88 | 28.39 | LK | 4" SQ METAL FLAT BLANK COVER |  |  | UNI 4052 4-IN | THM - 52C1 54C1 | PLATES FOR SWITCHES AND RECP. | P | 264.21 | 317.05 | 165.13 | 99.08 | 81 | 264.21 | C | PLA180 | XAP074
PLA180 | 88 | 28.39 | LK | 4" SQ METAL FLAT BLANK COVER |  |  | UNI 4052 4-IN | THM - 52C1 54C1 | PLATES FOR SWITCHES AND RECP. | P | 264.21 | 317.05 | 165.13 | 99.08 | 81 | 264.21 | C | PLA180 | XLK198
PIP572 | 0 | 94.985 | LK | 1/4"X 4' FOOT H.P. HOSE |  |  |  |  | PIPE FITTINGS (HIGH PRESSURE) | P | 44.32 | 53.148 | 38.54 | 32.76 | 62.35 | 62.35 | EA | PIP572 | PI572
PIP574 | 0 | 3.9992 | LK | 1/4" X 20' FOOT H.P. HOSE |  |  |  |  | PIPE FITTINGS (HIGH PRESSURE) | P | 99.31 | 119.17 | 86.36 | 73.41 | 0 | 58.97 | EA | PIP574 | PI574
PIP578 | 0 | 0 | LK | 1/4" X A.T. H.P. NIPPLE SS |  |  |  |  | PIPE FITTINGS (HIGH PRESSURE) | P | 3.53 | 4.24 | 3.07 | 2.61 | 0 | 0 | EA | PIP578 | PI578
PIP584 | 0 | 2.83 | LK | 1/4" X 4" H.P. NIPPLE SS |  |  |  |  | PIPE FITTINGS (HIGH PRESSURE) | P | 5.74 | 6.89 | 4.99 | 4.24 | 5.1 | 6.68 | EA | PIP584 | PI584
PIP600 | 0 | 1.6623 | LK | 1/2" X 4" H.P. NIPPLES SS |  |  |  |  | PIPE FITTINGS (HIGH PRESSURE) | P | 13.88 | 16.66 | 12.07 | 10.26 | 3.08 | 9.65 | EA | PIP600 | PI600
PLA100 | 0 | 0 | LK | 1/8" X 24" X 30" PLATE | SHEARED STEEL, CUSTOM |  |  |  | STEEL PLATES | P | 120 | 144 | 120 | 102 | 0 | 128 | EA | PLA100 | PL100
PLA120 | 0 | 0 | LK | GROUND BUTT PLATE |  |  |  |  | GROUND BUTT PLATES | P | 19.33 | 23.2 | 17.57 | 14.93 | 0 | 20.49 | EA | PLA120 | PL120
PIN500 | 372 | 372 | LK | STEEL CROSSARM PIN #881 |  |  |  |  | STEEL PINS | P | 883.2 | 1059.84 | 768 | 768 | 723.17 | 1017.03 | C | PIN500 | PI500
PIN506 | 0 | 0 | LK | LAG SCREW TYPE PIN #888 |  |  |  |  | STEEL PINS | P | 937 | 1124.4 | 815 | 815 | 0 | 993.22 | C | PIN506 | PI506
PIN512 | 0 | 0 | LK | 15"" POLE TOP PIN #2162 |  |  |  |  | POLE TOP PINS | P | 1137.35 | 1364.82 | 989 | 989 | 0 | 1205.59 | C | PIN512 | PI512
PIP560 | 0 | 1.4811 | LK | 1/4" X 1/2" H.P. BUSHING SS |  |  |  |  | PIPE FITTINGS (HIGH PRESSURE) | P | 6.72 | 8.06 | 5.84 | 4.96 | 4.21 | 6.72 | EA | PIP560 | PI560
PIP564 | 0 | 2.358 | LK | 1/4" H.P. COUPLING (COLLAR) S |  |  |  |  | PIPE FITTINGS (HIGH PRESSURE) | P | 10.49 | 12.59 | 9.12 | 7.75 | 8.64 | 10.49 | EA | PIP564 | PI564
PIP564 | 0 | 2.358 | LK | 1/4" H.P. COUPLING (COLLAR) S |  |  |  |  | PIPE FITTINGS (HIGH PRESSURE) | P | 10.49 | 12.59 | 9.12 | 7.75 | 8.64 | 10.49 | EA | PIP564 | PT224
PER614 | 0 | 0 | LK | INTERNET CARD FEE, NEW MEXICO |  |  |  |  | PERMITS, NEW MEXICO | P | 5 | 6 | 5 | 5 | 0 | 8.35 | EA | PER614 | PE614
PER616 | 0 | 0 | LK | INTERNET HANDLING CHARGE | NEW MEXICO |  |  |  | PERMITS, NEW MEXICO | P | 15 | 18 | 15 | 15 | 0 | 25.05 | EA | PER616 | PE616
PHO600 | 11.24 | 10.9917 | LK | PHOTO CELL TWIST LOCK | 105-130V |  |  | FRP 7760-SSS | PHOTOCELL | P | 34.68 | 41.62 | 30.16 | 30.16 | 21.85 | 36.76 | EA | PHO600 | KAB0001
PHO600 | 11.24 | 10.9917 | LK | PHOTO CELL TWIST LOCK | 105-130V |  |  | FRP 7760-SSS | PHOTOCELL | P | 34.68 | 41.62 | 30.16 | 30.16 | 21.85 | 36.76 | EA | PHO600 | PH600
PHO602 | 6.85 | 6.85 | LK | FLUSH-MOUNT PHOTOCELL | 2000W, 120V, TORK #3000 |  |  |  | PHOTOCELL | P | 29.37 | 35.24 | 25.54 | 20.432 | 13.32 | 0 | EA | PHO602 | PH602
PHO604 | 9.75 | 13.15 | LK | PHOTO CELL OUTDOOR PENDANT | MOUNT |  |  | INT K4221C | PHOTOCELL | P | 53.21 | 63.85 | 46.27 | 37.02 | 25.22 | 56.4 | EA | PHO604 | KAB0000
PHO604 | 9.75 | 13.15 | LK | PHOTO CELL OUTDOOR PENDANT | MOUNT |  |  | INT K4221C | PHOTOCELL | P | 53.21 | 63.85 | 46.27 | 37.02 | 25.22 | 56.4 | EA | PHO604 | PH604
PHO604 | 9.75 | 13.15 | LK | PHOTO CELL OUTDOOR PENDANT | MOUNT |  |  | INT K4221C | PHOTOCELL | P | 53.21 | 63.85 | 46.27 | 37.02 | 25.22 | 56.4 | EA | PHO604 | TORK 2101
PHO604 | 9.75 | 13.15 | LK | PHOTO CELL OUTDOOR PENDANT | MOUNT |  |  | INT K4221C | PHOTOCELL | P | 53.21 | 63.85 | 46.27 | 37.02 | 25.22 | 56.4 | EA | PHO604 | XEP078
PHO608 | 0 | 13.1061 | LK | PHOTOCELL WITH 1/2" | PIPE THREAD, 3000W, 120V, SPS |  |  |  | PHOTOCELL | P | 60.59 | 72.71 | 52.69 | 42.15 | 25.76 | 64.23 | EA | PHO608 | PH608
PER600 | 0 | 0 | LK | MINIMUM INSPECTION FEE | NEW MEXICO |  |  |  | PERMITS, NEW MEXICO | P | 27 | 32.4 | 27 | 27 | 0 | 47.6 | EA | PER600 | PE600
PER602 | 0 | 0 | LK | 100 AMP SERVICE PERMIT | NEW MEXICO |  |  |  | PERMITS, NEW MEXICO | P | 45 | 54 | 45 | 45 | 0 | 47.7 | EA | PER602 | PE602
PER604 | 0 | 0 | LK | 200 AMP SERVICE PERMIT | NEW MEXICO |  |  |  | PERMITS, NEW MEXICO | P | 72 | 90 | 72 | 72 | 0 | 100.2 | EA | PER604 | PE604
PER606 | 0 | 0 | LK | 400 AMP SERVICE PERMIT | NEW MEXICO |  |  |  | PERMITS, NEW MEXICO | P | 225 | 270 | 225 | 225 | 0 | 313.13 | EA | PER606 | PE606
PER608 | 0 | 0 | LK | 600 AMP SERVICE PERMIT | NEW MEXICO |  |  |  | PERMITS, NEW MEXICO | P | 270 | 324 | 270 | 270 | 0 | 375.75 | EA | PER608 | PE608
PER610 | 0 | 0 | LK | UTILITY POLE PERMIT | NEW MEXICO |  |  |  | PERMITS, NEW MEXICO | P | 6 | 7.2 | 6 | 6 | 0 | 6.36 | EA | PER610 | PE610
PER612 | 0 | 0 | LK | POWER LINE FEE, NEW MEXICO |  |  |  |  | PERMITS, NEW MEXICO | P | 45 | 54 | 45 | 45 | 0 | 62.63 | EA | PER612 | PE612
PANQ556 | 0 | 1598.15 | LK | SIZE 4, SQD FACTORY | FUSIBLE CONTROL PANEL |  |  |  | SQUARE D CONTROL PANELS | P | 2662.71 | 3195.25 | 2315.4 | 1603.67 | 3106.8 | 3106.8 | EA | PANQ556 | PA556
PANQ558 | 0 | 0 | LK | SIZE 4, SQD VACUUM FACTORY | FUSIBLE CONTROL PANEL |  |  |  | SQUARE D CONTROL PANELS | P | 4371.98 | 5246.38 | 3974.53 | 3577.08 | 0 | 4634.3 | EA | PANQ558 | PA558
PANQ560 | 0 | 0 | LK | SIZE 5, SQD VACUUM | FACTORY FUSIBLE CONTROL PANEL |  |  |  | SQUARE D CONTROL PANELS | P | 8774.04 | 10528.85 | 7629.6 | 4224.77 | 8774.04 | 8774.04 | EA | PANQ560 | PA560
PEN500 | 0 | 6.27 | LK | "BURNDY" 8 OZ. JOINT | COMPOUND, PENATROX |  |  |  | PENATROX | P | 74.3 | 89.16 | 64.61 | 58.15 | 17.28 | 44.2 | EA | PEN500 | PE500
PANG502 | 0 | 0 | LK | SIZE 2, GE FACTORY FUSIBLE | CONTROL PANEL |  |  |  | GENERAL ELECTRIC CONTROL PANELS | P | 804.4 | 965.28 | 804.4 | 683.74 | 0 | 852.66 | EA | PANG502 | PA502
PANG504 | 0 | 0 | LK | SIZE 3, GE FACTORY FUSIBLE | CONTROL PANEL |  |  |  | GENERAL ELECTRIC CONTROL PANELS | P | 1310.17 | 1572.2 | 1310.17 | 1179.15 | 0 | 1388.78 | EA | PANG504 | PA504
PANG506 | 0 | 0 | LK | SIZE 4, GE FACTORY FUSIBLE | CONTROL PANEL |  |  |  | GENERAL ELECTRIC CONTROL PANELS | P | 2543.27 | 3051.92 | 2543.27 | 2288.94 | 0 | 2695.87 | EA | PANG506 | PA506
PANQ550 | 436.5 | 487.41 | LK | SIZE 1, SQD FACTORY | FUSIBLE CONTROL PANEL |  |  |  | SQUARE D CONTROL PANELS | P | 691.04 | 829.24 | 600.9 | 450.53 | 1177.52 | 1177.52 | EA | PANQ550 | PA550
PANS452 | 0 | 0 | LK | SIZE 2, SIEMANS/FURNAS | FACTORY FUSIBLE CONTROL PANEL |  |  |  | SIEMENS CONTROL PANELS | P | 828 | 993.6 | 720 | 628.67 | 828 | 828 | EA | PANS452 | 87FPI6F
PANS452 | 0 | 0 | LK | SIZE 2, SIEMANS/FURNAS | FACTORY FUSIBLE CONTROL PANEL |  |  |  | SIEMENS CONTROL PANELS | P | 828 | 993.6 | 720 | 628.67 | 828 | 828 | EA | PANS452 | 87FUF6F
PANS452 | 0 | 0 | LK | SIZE 2, SIEMANS/FURNAS | FACTORY FUSIBLE CONTROL PANEL |  |  |  | SIEMENS CONTROL PANELS | P | 828 | 993.6 | 720 | 628.67 | 828 | 828 | EA | PANS452 | FURNAS
PANS452 | 0 | 0 | LK | SIZE 2, SIEMANS/FURNAS | FACTORY FUSIBLE CONTROL PANEL |  |  |  | SIEMENS CONTROL PANELS | P | 828 | 993.6 | 720 | 628.67 | 828 | 828 | EA | PANS452 | ITE
PANS452 | 0 | 0 | LK | SIZE 2, SIEMANS/FURNAS | FACTORY FUSIBLE CONTROL PANEL |  |  |  | SIEMENS CONTROL PANELS | P | 828 | 993.6 | 720 | 628.67 | 828 | 828 | EA | PANS452 | PA452
PANS454 | 0 | 0 | LK | SIZE 3, SIEMANS/FURNAS | FACTORY FUSIBLE CONTROL PANEL |  |  |  | SIEMENS CONTROL PANELS | P | 1072.09 | 1286.51 | 932.25 | 816.76 | 1072.09 | 1072.09 | EA | PANS454 | 87HPK6F
PANS454 | 0 | 0 | LK | SIZE 3, SIEMANS/FURNAS | FACTORY FUSIBLE CONTROL PANEL |  |  |  | SIEMENS CONTROL PANELS | P | 1072.09 | 1286.51 | 932.25 | 816.76 | 1072.09 | 1072.09 | EA | PANS454 | 87HUG6F
PANS454 | 0 | 0 | LK | SIZE 3, SIEMANS/FURNAS | FACTORY FUSIBLE CONTROL PANEL |  |  |  | SIEMENS CONTROL PANELS | P | 1072.09 | 1286.51 | 932.25 | 816.76 | 1072.09 | 1072.09 | EA | PANS454 | FURNAS
PANS454 | 0 | 0 | LK | SIZE 3, SIEMANS/FURNAS | FACTORY FUSIBLE CONTROL PANEL |  |  |  | SIEMENS CONTROL PANELS | P | 1072.09 | 1286.51 | 932.25 | 816.76 | 1072.09 | 1072.09 | EA | PANS454 | ITE
PANS454 | 0 | 0 | LK | SIZE 3, SIEMANS/FURNAS | FACTORY FUSIBLE CONTROL PANEL |  |  |  | SIEMENS CONTROL PANELS | P | 1072.09 | 1286.51 | 932.25 | 816.76 | 1072.09 | 1072.09 | EA | PANS454 | PA454
PANS456 | 0 | 0 | LK | SIZE 4, SIEMANS/FURNAS | FACTORY FUSIBLE CONTROL PANEL |  |  |  | SIEMENS CONTROL PANELS | P | 2229.56 | 2675.48 | 1938.75 | 1643.6 | 2229.56 | 2229.56 | EA | PANS456 | 87JPM6F
PANS456 | 0 | 0 | LK | SIZE 4, SIEMANS/FURNAS | FACTORY FUSIBLE CONTROL PANEL |  |  |  | SIEMENS CONTROL PANELS | P | 2229.56 | 2675.48 | 1938.75 | 1643.6 | 2229.56 | 2229.56 | EA | PANS456 | 87JUH6F
PANS456 | 0 | 0 | LK | SIZE 4, SIEMANS/FURNAS | FACTORY FUSIBLE CONTROL PANEL |  |  |  | SIEMENS CONTROL PANELS | P | 2229.56 | 2675.48 | 1938.75 | 1643.6 | 2229.56 | 2229.56 | EA | PANS456 | FURNAS
PANS456 | 0 | 0 | LK | SIZE 4, SIEMANS/FURNAS | FACTORY FUSIBLE CONTROL PANEL |  |  |  | SIEMENS CONTROL PANELS | P | 2229.56 | 2675.48 | 1938.75 | 1643.6 | 2229.56 | 2229.56 | EA | PANS456 | ITE
PANS456 | 0 | 0 | LK | SIZE 4, SIEMANS/FURNAS | FACTORY FUSIBLE CONTROL PANEL |  |  |  | SIEMENS CONTROL PANELS | P | 2229.56 | 2675.48 | 1938.75 | 1643.6 | 2229.56 | 2229.56 | EA | PANS456 | PA456
PANS458 | 0 | 0 | LK | SIZE 5, SIEMANS/FURNAS | VACUUM FACTORY FUSIBLE CONTRO |  |  |  | SIEMENS CONTROL PANELS | P | 6394.86 | 7673.83 | 5813.51 | 5232.16 | 0 | 6778.55 | EA | PANS458 | 87LCU4FF
PANS458 | 0 | 0 | LK | SIZE 5, SIEMANS/FURNAS | VACUUM FACTORY FUSIBLE CONTRO |  |  |  | SIEMENS CONTROL PANELS | P | 6394.86 | 7673.83 | 5813.51 | 5232.16 | 0 | 6778.55 | EA | PANS458 | FURNAS
PANS458 | 0 | 0 | LK | SIZE 5, SIEMANS/FURNAS | VACUUM FACTORY FUSIBLE CONTRO |  |  |  | SIEMENS CONTROL PANELS | P | 6394.86 | 7673.83 | 5813.51 | 5232.16 | 0 | 6778.55 | EA | PANS458 | ITE
PANS458 | 0 | 0 | LK | SIZE 5, SIEMANS/FURNAS | VACUUM FACTORY FUSIBLE CONTRO |  |  |  | SIEMENS CONTROL PANELS | P | 6394.86 | 7673.83 | 5813.51 | 5232.16 | 0 | 6778.55 | EA | PANS458 | PA458
PANG500 | 0 | 436.5 | LK | SIZE 1, GE FACTORY FUSIBLE | CONTROL PANEL |  |  |  | GENERAL ELECTRIC CONTROL PANELS | P | 677.36 | 812.83 | 677.36 | 609.62 | 718 | 718 | EA | PANG500 | PA500
PANS450 | 0 | 0 | LK | SIZE 1, SIEMANS/FURNAS | FACTORY FUSIBLE CONTROL PANEL |  |  |  | SIEMENS CONTROL PANELS | P | 717.6 | 861.12 | 624 | 504.56 | 717.6 | 717.6 | EA | PANS450 | 87DUD6F
PANS450 | 0 | 0 | LK | SIZE 1, SIEMANS/FURNAS | FACTORY FUSIBLE CONTROL PANEL |  |  |  | SIEMENS CONTROL PANELS | P | 717.6 | 861.12 | 624 | 504.56 | 717.6 | 717.6 | EA | PANS450 | FURNAS
PANS450 | 0 | 0 | LK | SIZE 1, SIEMANS/FURNAS | FACTORY FUSIBLE CONTROL PANEL |  |  |  | SIEMENS CONTROL PANELS | P | 717.6 | 861.12 | 624 | 504.56 | 717.6 | 717.6 | EA | PANS450 | ITE
PANS450 | 0 | 0 | LK | SIZE 1, SIEMANS/FURNAS | FACTORY FUSIBLE CONTROL PANEL |  |  |  | SIEMENS CONTROL PANELS | P | 717.6 | 861.12 | 624 | 504.56 | 717.6 | 717.6 | EA | PANS450 | PA450
PANC354 | 0 | 0 | LK | SIZE 3, CH FACTORY FUSIBLE | CONTROL PANEL |  |  |  | CH CONTROL PANEL | P | 1081.42 | 1297.7 | 983.11 | 884.8 | 0 | 1146.31 | EA | PANC354 | PA354
PANC356 | 0 | 0 | LK | SIZE 4, CH FACTORY FUSIBLE | CONTROL PANEL |  |  |  | CH CONTROL PANEL | P | 1906.18 | 2287.42 | 1732.89 | 1559.6 | 0 | 2020.55 | EA | PANC356 | PA356
PANC358 | 0 | 0 | LK | SIZE 4, CH VACUUM CONTACTOR | CONTROL PANEL |  |  |  | CH CONTROL PANEL | P | 2907.18 | 3488.62 | 2642.89 | 2378.6 | 0 | 3081.61 | EA | PANC358 | PA358
PANC360 | 0 | 0 | LK | SIZE 5, CH VACUUM CONTACTOR | CONTROL PANEL |  |  |  | CH CONTROL PANEL | P | 5809.22 | 6971.06 | 5809.22 | 5228.3 | 0 | 6157.77 | EA | PANC360 | PA360
PANC350 | 0 | 0 | LK | SIZE 1, CH FACTORY FUSIBLE | CONTROL PANEL |  |  |  | CH CONTROL PANEL | P | 540.71 | 648.85 | 491.56 | 442.4 | 0 | 573.15 | EA | PANC350 | PA350
PANC352 | 0 | 0 | LK | SIZE 2, CH FACTORY FUSIBLE | CONTROL PANEL |  |  |  | CH CONTROL PANEL | P | 694.72 | 833.66 | 631.56 | 568.4 | 0 | 736.4 | EA | PANC352 | PA352
OPEQ606 | 31.38 | 33.67 | LK | SQD 9001KA1 CBLOCK NO/NC |  |  |  |  | OPERATORS, SQUARE D | P | 33.38 | 40.06 | 29.1 | 26.19 | 62.64 | 62.64 | EA | OPEQ606 | OP606
OPEQ606 | 31.38 | 33.67 | LK | SQD 9001KA1 CBLOCK NO/NC |  |  |  |  | OPERATORS, SQUARE D | P | 33.38 | 40.06 | 29.1 | 26.19 | 62.64 | 62.64 | EA | OPEQ606 | XS012
OPEQ608 | 0 | 19.9593 | LK | N-O CONTACT BLCK SQD | #9001KA2, OPERATOR |  |  |  | OPERATORS, SQUARE D | P | 16.77 | 20.12 | 14.62 | 13.16 | 110.35 | 110.35 | EA | OPEQ608 | OP608
OPEQ610 | 15.77 | 17.035 | LK | N-C CONTACT BLCK SQD | #9001KA3, OPERATOR |  |  |  | OPERATORS, SQUARE D | P | 16.77 | 20.12 | 14.62 | 13.16 | 62.64 | 62.64 | EA | OPEQ610 | OP610
OXL060 | 0 | 0 | LK | 3 1/2" GALVANIZED ELLS | [5 empty] | P | 495.18 | 594.22 | 495.18 | 0 | 0 | 524.89 | EA | ? | ?
OXL060 | 0 | 0 | LK | 3 1/2" GALVANIZED ELLS | [5 empty] | L | 495.18 | 594.22 | 495.18 | 0 | 0 | 0 | EA | ? | ?
OPEI568 | 9.44 | 9.44 | LK | IDEC PUSHBUTTON OPERATOR | W/N.C. BLCK, OPERATOR |  |  |  | OPERATORS, IDEC | P | 27.49 | 32.99 | 23.9 | 20.32 | 18.35 | 29.14 | EA | OPEI568 | OP568
OPEI569 | 0 | 0 | LK | IDEC ILUMINATED PUSHBUTTON | NO/NC, WITH EXTENDED LENS, OP |  |  |  | OPERATORS, IDEC | P | 51.81 | 62.17 | 45.05 | 38.29 | 0 | 54.92 | EA | OPEI569 | OP569
OPEI572 | 0 | 0 | LK | IDEC CONTACT BLCKS N.O. | OPERATOR |  |  |  | OPERATORS, IDEC | P | 12.36 | 14.83 | 10.75 | 9.14 | 0 | 13.1 | EA | OPEI572 | OP572
OPEI576 | 0 | 0 | LK | IDEC CONTACT BLCKS N.C. | OPERATOR |  |  |  | OPERATORS, IDEC | P | 12.36 | 14.83 | 10.75 | 9.14 | 0 | 13.1 | EA | OPEI576 | OP576
OPEQ600 | 42.94 | 60.54 | LK | 3-POSITION SELECTOR | SWITCH SQD #9001KS43B, OPERAT |  |  |  | OPERATORS, SQUARE D | P | 41.34 | 49.61 | 36.04 | 32.44 | 118.91 | 118.91 | EA | OPEQ600 | OP600
OPEQ602 | 42.94 | 26.8322 | LK | SQUARE D 2 POSITION SWITCH | AND LABEL |  |  |  | OPERATORS, SQUARE D | P | 41.34 | 49.61 | 36.04 | 32.44 | 118.91 | 118.91 | EA | OPEQ602 | OP602
OPEQ602 | 42.94 | 26.8322 | LK | SQUARE D 2 POSITION SWITCH | AND LABEL |  |  |  | OPERATORS, SQUARE D | P | 41.34 | 49.61 | 36.04 | 32.44 | 118.91 | 118.91 | EA | OPEQ602 | XLK1049
OPS530 | 0 | 0 | LK | SIEMENS/FURNAS 52SX2HAB | SELECTRO SWITCH, 4-POSITION, |  |  |  | OPERATORS, SIEMANS/FURNAS | P | 44.77 | 53.72 | 38.93 | 38.93 | 0 | 47.46 | EA | OPS530 | OP530
OPS534 | 0 | 0 | LK | SIEMENS/FURNAS #52BAK | N-O CONTACT BLCK, OPERATOR |  |  |  | OPERATORS, SIEMANS/FURNAS | P | 18.16 | 21.79 | 15.79 | 15.79 | 0 | 19.25 | EA | OPS534 | OP534
OPS538 | 0 | 0 | LK | SIEMENS/FURNAS #52BAJ | N-C CONTACT BLCK, OPERATOR |  |  |  | OPERATORS, SIEMANS/FURNAS | P | 18.16 | 21.79 | 15.79 | 15.79 | 0 | 19.25 | EA | OPS538 | OP538
OPS540 | 0 | 0 | LK | SIEMENS/FURNAS #52BJK | NO/NC CONTACT BLCK, OPERATOR |  |  |  | OPERATORS, SIEMANS/FURNAS | P | 35.02 | 42.02 | 30.45 | 30.45 | 0 | 37.12 | EA | OPS540 | OP540
OPEI560 | 8.47 | 8.47 | LK | IDEC SELECTOR SWITCH | W/N.O./ N.O. BLCK 3-POSITION, |  |  |  | OPERATORS, IDEC | P | 46.17 | 55.4 | 40.15 | 34.13 | 16.47 | 48.94 | EA | OPEI560 | OP560
OPEI564 | 12.39 | 12.39 | LK | IDEC SELECTOR SWITCH | W/N.O. BLCK 2-POSITION, OPERA |  |  |  | OPERATORS, IDEC | P | 32.66 | 39.19 | 28.4 | 24.14 | 24.08 | 34.62 | EA | OPEI564 | OP564
OPEC500 | 0.67 | 0.67 | LK | CH LEGEND PLATE | (H.O.A./RESET/START) |  |  |  | OPERATORS, CH | P | 5.33 | 6.4 | 4.56 | 4.56 | 1.31 | 5.65 | EA | OPEC500 | OP500
OPEC504 | 0 | 0 | LK | CH 3-POSITION SELECTOR | SWITCH-COMPLETE #10250T21K, O |  |  |  | OPERATORS, CH | P | 106.01 | 127.21 | 90.73 | 90.73 | 0 | 112.37 | EA | OPEC504 | OP504
OPEC506 | 0 | 0 | LK | CH 4-POSITION SELECTOR | SWITCH-COMPLETE #10250T46KB, |  |  |  | OPERATORS, CH | P | 154.29 | 185.15 | 132.05 | 132.05 | 0 | 163.55 | EA | OPEC506 | OP506
OPEC510 | 0 | 0 | LK | CH N-O CONTACT BLCK | #10250T2, OPERATOR |  |  |  | OPERATORS, CH | P | 46.34 | 55.61 | 39.66 | 39.66 | 0 | 49.12 | EA | OPEC510 | OP510
OPEC515 | 0 | 0 | LK | CH C383ES35 END STOP, OPERATOR |  |  |  |  | OPERATORS, CH | P | 2.05 | 2.46 | 1.76 | 1.76 | 0 | 2.17 | EA | OPEC515 | OP515
OPS526 | 0 | 0 | LK | SIEMENS/FURNAS 3-POSITION | SELECTOR SWITCH - COMPLETE, O |  |  |  | OPERATORS, SIEMANS/FURNAS | P | 51.44 | 61.73 | 43.97 | 43.97 | 0 | 54.53 | EA | OPS526 | OP526
NUT672 | 0.02 | 0.04 | LK | 1/4" ZINC NUT |  |  |  | FAST 1136302 (125/lb) | ZINC NUTS | P | 0.17 | 0.2 | 0.17 | 0.15 | 0.27 | 0.17 | EA | NUT672 | DOTTIE HN14
NUT672 | 0.02 | 0.04 | LK | 1/4" ZINC NUT |  |  |  | FAST 1136302 (125/lb) | ZINC NUTS | P | 0.17 | 0.2 | 0.17 | 0.15 | 0.27 | 0.17 | EA | NUT672 | NU672
NUT672 | 0.02 | 0.04 | LK | 1/4" ZINC NUT |  |  |  | FAST 1136302 (125/lb) | ZINC NUTS | P | 0.17 | 0.2 | 0.17 | 0.15 | 0.27 | 0.17 | EA | NUT672 | PLATED NUT
NUT672 | 0.02 | 0.04 | LK | 1/4" ZINC NUT |  |  |  | FAST 1136302 (125/lb) | ZINC NUTS | P | 0.17 | 0.2 | 0.17 | 0.15 | 0.27 | 0.17 | EA | NUT672 | QAC0300
NUT672 | 0.02 | 0.04 | LK | 1/4" ZINC NUT |  |  |  | FAST 1136302 (125/lb) | ZINC NUTS | P | 0.17 | 0.2 | 0.17 | 0.15 | 0.27 | 0.17 | EA | NUT672 | XLK061
NUT676 | 0 | 0.17 | LK | 5/16" ZINC NUT |  |  |  | FAST/ BAKER MT 1136304L 88/LB | ZINC NUTS | P | 0.2 | 0.24 | 0.2 | 0.18 | 0.32 | 0.34 | EA | NUT676 | NU676
NUT676 | 0 | 0.17 | LK | 5/16" ZINC NUT |  |  |  | FAST/ BAKER MT 1136304L 88/LB | ZINC NUTS | P | 0.2 | 0.24 | 0.2 | 0.18 | 0.32 | 0.34 | EA | NUT676 | QAC0600
NUT680 | 0.1 | 0.1014 | LK | 3/8" ZINC NUT |  |  |  | BM 3/8-16 HEX NUT (67/lb) | ZINC NUTS | P | 0.33 | 0.4 | 0.33 | 0.3 | 0.27 | 0.35 | EA | NUT680 | NU680
NUT680 | 0.1 | 0.1014 | LK | 3/8" ZINC NUT |  |  |  | BM 3/8-16 HEX NUT (67/lb) | ZINC NUTS | P | 0.33 | 0.4 | 0.33 | 0.3 | 0.27 | 0.35 | EA | NUT680 | QAC0400
NUT684 | 0 | 0.12 | LK | 1/2" ZINC NUT |  |  |  | (25/lb) | ZINC NUTS | P | 0.53 | 0.64 | 0.53 | 0.48 | 0.32 | 0.56 | EA | NUT684 | ANGELO BOLT NUTGH08013ZBB
NUT684 | 0 | 0.12 | LK | 1/2" ZINC NUT |  |  |  | (25/lb) | ZINC NUTS | P | 0.53 | 0.64 | 0.53 | 0.48 | 0.32 | 0.56 | EA | NUT684 | NU684
NUT684 | 0 | 0.12 | LK | 1/2" ZINC NUT |  |  |  | (25/lb) | ZINC NUTS | P | 0.53 | 0.64 | 0.53 | 0.48 | 0.32 | 0.56 | EA | NUT684 | QAC0500
OIL300 | 35.85 | 69.5727 | LK | GALLON CAN CUTTING OIL | (OIL, RIGID, CLEAR, |  |  | NATIONAL #19075 DARK | OILS, LUBRICANTS | P | 52.29 | 62.75 | 45.47 | 43.93 | 89.96 | 89.96 | EA | OIL300 | OI300
OIL300 | 35.85 | 69.5727 | LK | GALLON CAN CUTTING OIL | (OIL, RIGID, CLEAR, |  |  | NATIONAL #19075 DARK | OILS, LUBRICANTS | P | 52.29 | 62.75 | 45.47 | 43.93 | 89.96 | 89.96 | EA | OIL300 | QAD0017
NUT550 | 0 | 0 | LK | 1/2" GALVANIZED NUT 55083-P |  |  |  |  | GALVANIZED NUTS | P | 41.4 | 49.68 | 36 | 32 | 0 | 43.88 | C | NUT550 | NU550
NUT554 | 0 | 0 | LK | 5/8" GALVANIZED NUT |  |  |  | CHN 55084P/MGR DF1N4 (250/box) | GALVANIZED NUTS | P | 44.85 | 53.82 | 39 | 35 | 0 | 47.54 | C | NUT554 | NU554
NUT554 | 0 | 0 | LK | 5/8" GALVANIZED NUT |  |  |  | CHN 55084P/MGR DF1N4 (250/box) | GALVANIZED NUTS | P | 44.85 | 53.82 | 39 | 35 | 0 | 47.54 | C | NUT554 | RAB0021
NUT600 | 0 | 1.4037 | LK | 1/4" STAINLESS STEEL NUT |  |  |  |  | STAINLESS STEEL NUTS | P | 0.25 | 0.3 | 0.25 | 0.23 | 0.27 | 0.27 | EA | NUT600 | NU600
NUT604 | 0 | 0.14 | LK | 3/8" STAINLESS STEEL NUT |  |  |  |  | STAINLESS STEEL NUTS | P | 0.46 | 0.55 | 0.46 | 0.41 | 0.27 | 0.49 | EA | NUT604 | NU604
NUT608 | 0 | 0 | LK | 1/2" STAINLESS STEEL NUT |  |  |  |  | STAINLESS STEEL NUTS | P | 0.78 | 0.94 | 0.78 | 0.7 | 0 | 0.83 | EA | NUT608 | NU608
NUT660 | 0.02 | 0.0275 | LK | 6/32" ZINC NUT |  |  |  |  | ZINC NUTS | P | 0.07 | 0.08 | 0.07 | 0.06 | 0.04 | 0.08 | EA | NUT660 | NU660
NUT664 | 0.02 | 0.0288 | LK | 8/32" ZINC NUT |  |  |  | FAST 220009484 (100/box)(346/) | ZINC NUTS | P | 0.1 | 0.12 | 0.1 | 0.09 | 0.04 | 0.1 | EA | NUT664 | NU664
NUT664 | 0.02 | 0.0288 | LK | 8/32" ZINC NUT |  |  |  | FAST 220009484 (100/box)(346/) | ZINC NUTS | P | 0.1 | 0.12 | 0.1 | 0.09 | 0.04 | 0.1 | EA | NUT664 | QAC1850
NIO564 | 349 | 356.5625 | LK | 1" OFFSET NIPPLE |  |  |  | THM 1182 / ARLI 6A4 | OFFSET NIPPLES | P | 2945.13 | 3534.16 | 2356.1 | 1414 | 678.46 | 2887.38 | C | NIO564 | BAK0313
NIO564 | 349 | 356.5625 | LK | 1" OFFSET NIPPLE |  |  |  | THM 1182 / ARLI 6A4 | OFFSET NIPPLES | P | 2945.13 | 3534.16 | 2356.1 | 1414 | 678.46 | 2887.38 | C | NIO564 | NI564
NIO566 | 507 | 387.5 | LK | 1 1/4" OFFSET NIPPLE |  |  |  |  | OFFSET NIPPLES | P | 4547.84 | 5457.41 | 3638.27 | 2183 | 985.61 | 4458.66 | C | NIO566 | NI566
NIO568 | 527 | 506.3077 | LK | 1 1/2" OFFSET NIPPLE |  |  |  |  | OFFSET NIPPLES | P | 7200.84 | 8641.01 | 5760.67 | 3456 | 1024.49 | 7059.63 | C | NIO568 | NI568
NIO570 | 944 | 950.3333 | LK | 2" OFFSET NIPPLE |  |  |  | THM 1185 / ARLI 6A7 | OFFSET NIPPLES | P | 5539.04 | 6646.85 | 4431.23 | 2659 | 1835.14 | 5430.44 | C | NIO570 | BAK0613
NIO570 | 944 | 950.3333 | LK | 2" OFFSET NIPPLE |  |  |  | THM 1185 / ARLI 6A7 | OFFSET NIPPLES | P | 5539.04 | 6646.85 | 4431.23 | 2659 | 1835.14 | 5430.44 | C | NIO570 | NI570
NUT500 | 0 | 0 | LK | 5/8" EYE NUT 6502 |  |  |  | CHN 6502 (75/box) | EYE NUTS | P | 362.25 | 434.7 | 315 | 315 | 0 | 383.99 | C | NUT500 | CHANCE 6502
NUT500 | 0 | 0 | LK | 5/8" EYE NUT 6502 |  |  |  | CHN 6502 (75/box) | EYE NUTS | P | 362.25 | 434.7 | 315 | 315 | 0 | 383.99 | C | NUT500 | MCLEAN J1092
NUT500 | 0 | 0 | LK | 5/8" EYE NUT 6502 |  |  |  | CHN 6502 (75/box) | EYE NUTS | P | 362.25 | 434.7 | 315 | 315 | 0 | 383.99 | C | NUT500 | NU500
NUT500 | 0 | 0 | LK | 5/8" EYE NUT 6502 |  |  |  | CHN 6502 (75/box) | EYE NUTS | P | 362.25 | 434.7 | 315 | 315 | 0 | 383.99 | C | NUT500 | RAB0050
NUT504 | 0 | 0 | LK | 3/4" EYE NUT 6503 |  |  |  |  | EYE NUTS | P | 397.9 | 477.48 | 346 | 346 | 0 | 421.77 | C | NUT504 | NU504
NIP676 | 0 | 1472.22 | LK | 3 X 5" NIPPLE | GALV CONDUIT |  |  |  | GALV CONDUIT NIPPLES | P | 2410.4 | 2892.48 | 2096 | 2096 | 2650 | 2555.02 | C | NIP676 | NI516
NIP684 | 854.27 | 1292.75 | LK | 3 X 6" NIPPLE | GALV CONDUIT |  |  |  | GALV CONDUIT NIPPLES | P | 2753.1 | 3303.72 | 2394 | 2394 | 2753.1 | 2918.29 | C | NIP684 | BAK0806
NIP684 | 854.27 | 1292.75 | LK | 3 X 6" NIPPLE | GALV CONDUIT |  |  |  | GALV CONDUIT NIPPLES | P | 2753.1 | 3303.72 | 2394 | 2394 | 2753.1 | 2918.29 | C | NIP684 | NI518
NIP290 | 0 | 1094.3043 | LK | 4" CLOSE NIPPLE | GALV CONDUIT |  |  |  | GALV CONDUIT NIPPLES | P | 2329.9 | 2795.88 | 2026 | 1859 | 1582.2 | 2329 | C | NIP290 | BAK1012
NIP290 | 0 | 1094.3043 | LK | 4" CLOSE NIPPLE | GALV CONDUIT |  |  |  | GALV CONDUIT NIPPLES | P | 2329.9 | 2795.88 | 2026 | 1859 | 1582.2 | 2329 | C | NIP290 | NI520
NIP740 | 0 | 0 | LK | 4 X 6" NIPPLE | GALV CONDUIT |  |  |  | GALV CONDUIT NIPPLES | P | 3711.05 | 4453.26 | 3227 | 3227 | 0 | 3933.71 | C | NIP740 | NI522
NIO560 | 200 | 199.8889 | LK | 1/2" OFFSET NIPPLE |  |  |  | THM 1180 / ARLI 6A2 | OFFSET NIPPLES | P | 1421.69 | 1706.03 | 1137.35 | 682 | 318.6 | 1393.81 | C | NIO560 | BAK0113
NIO560 | 200 | 199.8889 | LK | 1/2" OFFSET NIPPLE |  |  |  | THM 1180 / ARLI 6A2 | OFFSET NIPPLES | P | 1421.69 | 1706.03 | 1137.35 | 682 | 318.6 | 1393.81 | C | NIO560 | NI560
NIO562 | 273 | 282.9091 | LK | 3/4" OFFSET NIPPLE |  |  |  | ARLI 6A3 | OFFSET NIPPLES | P | 1574.04 | 1888.85 | 1259.23 | 756 | 530.71 | 1543.16 | C | NIO562 | BAK0213
NIO562 | 273 | 282.9091 | LK | 3/4" OFFSET NIPPLE |  |  |  | ARLI 6A3 | OFFSET NIPPLES | P | 1574.04 | 1888.85 | 1259.23 | 756 | 530.71 | 1543.16 | C | NIO562 | NI562
NIP628 | 0 | 799.6667 | LK | 2 1/2 X 6" NIPPLE | GALV CONDUIT |  |  |  | GALV CONDUIT NIPPLES | P | 2290.8 | 2748.96 | 1992 | 1992 | 1101.6 | 2428.25 | C | NIP628 | NI506
NIP636 | 0 | 0 | LK | 2 1/2 X 8" NIPPLE | GALV CONDUIT |  |  |  | GALV CONDUIT NIPPLES | P | 3013 | 3615.6 | 2620 | 2620 | 0 | 3193.78 | C | NIP636 | NI508
NIP644 | 0 | 0 | LK | 2 1/2 X 10" NIPPLE | GALV CONDUIT |  |  |  | GALV CONDUIT NIPPLES | P | 3498.3 | 4197.96 | 3042 | 3042 | 0 | 3708.2 | C | NIP644 | NI510
NIP652 | 0 | 0 | LK | 2 1/2 X 12" NIPPLE | GALV CONDUIT |  |  |  | GALV CONDUIT NIPPLES | P | 4068.7 | 4882.44 | 3538 | 4102 | 0 | 4312.82 | C | NIP652 | NI511
NIP668 | 660 | 993.9091 | LK | 3 X 4" NIPPLE | GALV CONDUIT |  |  |  | GALV CONDUIT NIPPLES | P | 2073.45 | 2488.14 | 1803 | 1803 | 1283.04 | 2197.86 | C | NIP668 | NI514
NIP564 | 0 | 460.4815 | LK | 2 X 5" NIPPLE | GALV CONDUIT |  |  |  | GALV CONDUIT NIPPLES | P | 979.8 | 1175.76 | 852 | 852 | 41.91 | 979.8 | C | NIP564 | BAK0605
NIP564 | 0 | 460.4815 | LK | 2 X 5" NIPPLE | GALV CONDUIT |  |  |  | GALV CONDUIT NIPPLES | P | 979.8 | 1175.76 | 852 | 852 | 41.91 | 979.8 | C | NIP564 | NI496
NIP572 | 441 | 526.875 | LK | 2 X 6" GALV CONDUIT NIPPLE |  |  |  |  | GALV CONDUIT NIPPLES | P | 1120.1 | 1344.12 | 974 | 974 | 1107 | 1120.1 | C | NIP572 | BAK0606
NIP572 | 441 | 526.875 | LK | 2 X 6" GALV CONDUIT NIPPLE |  |  |  |  | GALV CONDUIT NIPPLES | P | 1120.1 | 1344.12 | 974 | 974 | 1107 | 1120.1 | C | NIP572 | NI498
NIP572 | 441 | 526.875 | LK | 2 X 6" GALV CONDUIT NIPPLE |  |  |  |  | GALV CONDUIT NIPPLES | P | 1120.1 | 1344.12 | 974 | 974 | 1107 | 1120.1 | C | NIP572 | NIP240
NIP580 | 0 | 758 | LK | 2 X 8" NIPPLE | GALV CONDUIT |  |  |  | GALV CONDUIT NIPPLES | P | 1615.75 | 1938.9 | 1405 | 1405 | 2197.8 | 2197.8 | C | NIP580 | BAK0608
NIP580 | 0 | 758 | LK | 2 X 8" NIPPLE | GALV CONDUIT |  |  |  | GALV CONDUIT NIPPLES | P | 1615.75 | 1938.9 | 1405 | 1405 | 2197.8 | 2197.8 | C | NIP580 | NI500
NIP596 | 0 | 0 | LK | 2 X 12" NIPPLE | GALV CONDUIT |  |  |  | GALV CONDUIT NIPPLES | P | 2203.4 | 2644.08 | 1916 | 1916 | 1209.6 | 2335.6 | C | NIP596 | NI501
NIP250 | 0 | 811.09 | LK | 3 1/2 X 2 1/2" CLOSE | NIPPLE, GALV CONDUIT |  |  |  |  | P | 1252.35 | 1502.82 | 1089 | 1089 | 1344.6 | 1641 | C | NIP250 | NI502
NIP612 | 0 | 801 | LK | 2 1/2" X 4" NIPPLE | GALV CONDUIT |  |  |  | GALV CONDUIT NIPPLES | P | 1707.75 | 2049.3 | 1485 | 1485 | 0 | 1810.22 | C | NIP612 | NI504
NIP468 | 261 | 247.9444 | LK | 1 1/2 X 3" NIPPLE | GALV CONDUIT |  |  |  | GALV CONDUIT NIPPLES | P | 514.05 | 616.86 | 447 | 447 | 847.8 | 544.89 | C | NIP468 | BAK0503
NIP468 | 261 | 247.9444 | LK | 1 1/2 X 3" NIPPLE | GALV CONDUIT |  |  |  | GALV CONDUIT NIPPLES | P | 514.05 | 616.86 | 447 | 447 | 847.8 | 544.89 | C | NIP468 | NI482
NIP484 | 326 | 301.72 | LK | 1 1/2 X 4" NIPPLE | GALV CONDUIT |  |  |  | GALV CONDUIT NIPPLES | P | 642.85 | 771.42 | 559 | 559 | 633.74 | 681.42 | C | NIP484 | BAK0504
NIP484 | 326 | 301.72 | LK | 1 1/2 X 4" NIPPLE | GALV CONDUIT |  |  |  | GALV CONDUIT NIPPLES | P | 642.85 | 771.42 | 559 | 559 | 633.74 | 681.42 | C | NIP484 | NI484
NIP492 | 365 | 348.2105 | LK | 1 1/2 X 5" NIPPLE | GALV CONDUIT |  |  |  | GALV CONDUIT NIPPLES | P | 722.2 | 866.64 | 628 | 628 | 709.56 | 765.53 | C | NIP492 | BAK0505
NIP492 | 365 | 348.2105 | LK | 1 1/2 X 5" NIPPLE | GALV CONDUIT |  |  |  | GALV CONDUIT NIPPLES | P | 722.2 | 866.64 | 628 | 628 | 709.56 | 765.53 | C | NIP492 | NI486
NIP500 | 450 | 412.0508 | LK | 1 1/2 X 6" NIPPLE | GALV CONDUIT |  |  |  | GALV CONDUIT NIPPLES | P | 887.8 | 1065.36 | 772 | 772 | 874.8 | 941.07 | C | NIP500 | BAK0506
NIP500 | 450 | 412.0508 | LK | 1 1/2 X 6" NIPPLE | GALV CONDUIT |  |  |  | GALV CONDUIT NIPPLES | P | 887.8 | 1065.36 | 772 | 772 | 874.8 | 941.07 | C | NIP500 | NI488
NIP532 | 250 | 230.7222 | LK | 2 X 2" CLOSE NIPPLE | GALV CONDUIT |  |  |  | GALV CONDUIT NIPPLES | P | 491.05 | 589.26 | 427 | 427 | 486 | 520.51 | C | NIP532 | BAK0612
NIP532 | 250 | 230.7222 | LK | 2 X 2" CLOSE NIPPLE | GALV CONDUIT |  |  |  | GALV CONDUIT NIPPLES | P | 491.05 | 589.26 | 427 | 427 | 486 | 520.51 | C | NIP532 | NI490
NIP540 | 338 | 313.375 | LK | 2 X 3" NIPPLE | GALV CONDUIT |  |  | PIC 2X3-GALV-NIP | GALV CONDUIT NIPPLES | P | 668.15 | 801.78 | 581 | 581 | 972 | 972 | C | NIP540 | BAK0603
NIP540 | 338 | 313.375 | LK | 2 X 3" NIPPLE | GALV CONDUIT |  |  | PIC 2X3-GALV-NIP | GALV CONDUIT NIPPLES | P | 668.15 | 801.78 | 581 | 581 | 972 | 972 | C | NIP540 | NI492
NIP556 | 297.17 | 393.8 | LK | 2 X 4" NIPPLE | GALV CONDUIT |  |  |  | GALV CONDUIT NIPPLES | P | 839.5 | 1007.4 | 730 | 730 | 1063.8 | 1044.1 | C | NIP556 | BAK0604
NIP556 | 297.17 | 393.8 | LK | 2 X 4" NIPPLE | GALV CONDUIT |  |  |  | GALV CONDUIT NIPPLES | P | 839.5 | 1007.4 | 730 | 730 | 1063.8 | 1044.1 | C | NIP556 | NI494
NIP388 | 168 | 161.6615 | LK | 1 1/4" CLOSE NIPPLE | GALV CONDUIT |  |  |  | GALV CONDUIT NIPPLES | P | 332.35 | 398.82 | 289 | 289 | 326.59 | 352.29 | C | NIP388 | BAK0412
NIP388 | 168 | 161.6615 | LK | 1 1/4" CLOSE NIPPLE | GALV CONDUIT |  |  |  | GALV CONDUIT NIPPLES | P | 332.35 | 398.82 | 289 | 289 | 326.59 | 352.29 | C | NIP388 | NI468
NIP412 | 257 | 248.641 | LK | 1 1/4 X 4" NIPPLE | GALV CONDUIT |  |  | PIC 1-1/4X4-GALV-NIP | GALV CONDUIT NIPPLES | P | 507.15 | 608.58 | 441 | 441 | 499.61 | 537.58 | C | NIP412 | BAK0404
NIP412 | 257 | 248.641 | LK | 1 1/4 X 4" NIPPLE | GALV CONDUIT |  |  | PIC 1-1/4X4-GALV-NIP | GALV CONDUIT NIPPLES | P | 507.15 | 608.58 | 441 | 441 | 499.61 | 537.58 | C | NIP412 | NI472
NIP420 | 285.06 | 298.17 | LK | 1 1/4 X 5" NIPPLE | GALV CONDUIT |  |  |  | GALV CONDUIT NIPPLES | P | 587.65 | 705.18 | 511 | 511 | 554.16 | 622.91 | C | NIP420 | NI474
NIP428 | 336 | 336 | LK | 1 1/4 X 6" NIPPLE | GALV CONDUIT |  |  |  | GALV CONDUIT NIPPLES | P | 661.25 | 793.5 | 575 | 575 | 653.18 | 700.93 | C | NIP428 | NI476
NIP436 | 0 | 0 | LK | 1 1/4 X 8" NIPPLE | GALV CONDUIT |  |  |  | GALV CONDUIT NIPPLES | P | 1084.45 | 1301.34 | 943 | 943 | 0 | 1149.52 | C | NIP436 | NI478
NIP460 | 203 | 196.1053 | LK | 1 1/2" CLOSE NIPPLE | GALV CONDUIT |  |  |  | GALV CONDUIT NIPPLES | P | 400.2 | 480.24 | 348 | 348 | 378 | 424.21 | C | NIP460 | BAK0512
NIP460 | 203 | 196.1053 | LK | 1 1/2" CLOSE NIPPLE | GALV CONDUIT |  |  |  | GALV CONDUIT NIPPLES | P | 400.2 | 480.24 | 348 | 348 | 378 | 424.21 | C | NIP460 | NI480
NIP300 | 142 | 172.6724 | LK | 1 X 2" NIPPLE (CLOSE) (AT) | GALV CONDUIT |  |  |  | GALV CONDUIT NIPPLES | P | 280.6 | 336.72 | 244 | 244 | 351 | 351 | C | NIP300 | BAK0302
NIP300 | 142 | 172.6724 | LK | 1 X 2" NIPPLE (CLOSE) (AT) | GALV CONDUIT |  |  |  | GALV CONDUIT NIPPLES | P | 280.6 | 336.72 | 244 | 244 | 351 | 351 | C | NIP300 | NI454
NIP316 | 173 | 160.0761 | LK | 1 X 3" NIPPLE | GALV CONDUIT |  |  |  | GALV CONDUIT NIPPLES | P | 340.4 | 408.48 | 296 | 272 | 361.8 | 367 | C | NIP316 | BAK0303
NIP316 | 173 | 160.0761 | LK | 1 X 3" NIPPLE | GALV CONDUIT |  |  |  | GALV CONDUIT NIPPLES | P | 340.4 | 408.48 | 296 | 272 | 361.8 | 367 | C | NIP316 | NI456
NIP324 | 187.1 | 187.1 | LK | 1 X 3 1/2" NIPPLE | GALV CONDUIT |  |  |  | GALV CONDUIT NIPPLES | P | 385.25 | 462.3 | 335 | 335 | 363.72 | 408.37 | C | NIP324 | NI458
NIP332 | 210 | 199.8095 | LK | 1 X 4" NIPPLE | GALV CONDUIT |  |  |  | GALV CONDUIT NIPPLES | P | 414 | 496.8 | 360 | 360 | 372.6 | 414 | C | NIP332 | BAK0304
NIP332 | 210 | 199.8095 | LK | 1 X 4" NIPPLE | GALV CONDUIT |  |  |  | GALV CONDUIT NIPPLES | P | 414 | 496.8 | 360 | 360 | 372.6 | 414 | C | NIP332 | NI460
NIP340 | 238 | 211.25 | LK | 1 X 5" NIPPLE | GALV CONDUIT |  |  |  | GALV CONDUIT NIPPLES | P | 469.2 | 563.04 | 408 | 408 | 462.67 | 438 | C | NIP340 | BAK0305
NIP340 | 238 | 211.25 | LK | 1 X 5" NIPPLE | GALV CONDUIT |  |  |  | GALV CONDUIT NIPPLES | P | 469.2 | 563.04 | 408 | 408 | 462.67 | 438 | C | NIP340 | NI462
NIP348 | 260 | 250.5526 | LK | 1 X 6" NIPPLE | GALV CONDUIT |  |  |  | GALV CONDUIT NIPPLES | P | 512.9 | 615.48 | 446 | 446 | 505.44 | 543.67 | C | NIP348 | BAK0306
NIP348 | 260 | 250.5526 | LK | 1 X 6" NIPPLE | GALV CONDUIT |  |  |  | GALV CONDUIT NIPPLES | P | 512.9 | 615.48 | 446 | 446 | 505.44 | 543.67 | C | NIP348 | NI464
NIP364 | 410 | 410.1333 | LK | 1 X 8" NIPPLE | GALV CONDUIT |  |  |  | GALV CONDUIT NIPPLES | P | 809.6 | 971.52 | 704 | 704 | 797.04 | 858.18 | C | NIP364 | BAK0308
NIP364 | 410 | 410.1333 | LK | 1 X 8" NIPPLE | GALV CONDUIT |  |  |  | GALV CONDUIT NIPPLES | P | 809.6 | 971.52 | 704 | 704 | 797.04 | 858.18 | C | NIP364 | NI466
NIP212 | 102 | 94.3867 | LK | 3/4 X 2" NIPPLE | GALV CONDUIT |  |  | (25/box) | GALV CONDUIT NIPPLES | P | 201.25 | 241.5 | 175 | 175 | 237.6 | 237.6 | C | NIP212 | BAK0202
NIP212 | 102 | 94.3867 | LK | 3/4 X 2" NIPPLE | GALV CONDUIT |  |  | (25/box) | GALV CONDUIT NIPPLES | P | 201.25 | 241.5 | 175 | 175 | 237.6 | 237.6 | C | NIP212 | NI440
NIP228 | 144 | 114.4 | LK | 3/4 X 3" NIPPLE | GALV CONDUIT |  |  | (25/box) | GALV CONDUIT NIPPLES | P | 243.8 | 292.56 | 212 | 212 | 248.4 | 246 | C | NIP228 | BAK0203
NIP228 | 144 | 114.4 | LK | 3/4 X 3" NIPPLE | GALV CONDUIT |  |  | (25/box) | GALV CONDUIT NIPPLES | P | 243.8 | 292.56 | 212 | 212 | 248.4 | 246 | C | NIP228 | NI442
NIP236 | 129 | 127.5161 | LK | 3/4 X 3 1/2" NIPPLE | GALV CONDUIT |  |  |  | GALV CONDUIT NIPPLES | P | 254.15 | 304.98 | 221 | 221 | 250.78 | 254.12 | C | NIP236 | NI444
NIP244 | 147 | 136.5153 | LK | 3/4 X 4" NIPPLE | GALV CONDUIT |  |  | (25/box) | GALV CONDUIT NIPPLES | P | 288.65 | 346.38 | 251 | 251 | 264.6 | 305.97 | C | NIP244 | BAK0204
NIP244 | 147 | 136.5153 | LK | 3/4 X 4" NIPPLE | GALV CONDUIT |  |  | (25/box) | GALV CONDUIT NIPPLES | P | 288.65 | 346.38 | 251 | 251 | 264.6 | 305.97 | C | NIP244 | NI446
NIP252 | 168 | 156.5672 | LK | 3/4 X 5" NIPPLE | GALV CONDUIT |  |  | (25/box) | GALV CONDUIT NIPPLES | P | 304.75 | 365.7 | 265 | 265 | 318.6 | 315.65 | C | NIP252 | BAK0205
NIP252 | 168 | 156.5672 | LK | 3/4 X 5" NIPPLE | GALV CONDUIT |  |  | (25/box) | GALV CONDUIT NIPPLES | P | 304.75 | 365.7 | 265 | 265 | 318.6 | 315.65 | C | NIP252 | NI448
NIP252 | 168 | 156.5672 | LK | 3/4 X 5" NIPPLE | GALV CONDUIT |  |  | (25/box) | GALV CONDUIT NIPPLES | P | 304.75 | 365.7 | 265 | 265 | 318.6 | 315.65 | C | NIP252 | ZN012
NIP260 | 196 | 181.75 | LK | 3/4 X 6" NIPPLE | GALV CONDUIT |  |  | (25/box) | GALV CONDUIT NIPPLES | P | 387.55 | 465.06 | 337 | 337 | 383.4 | 422.36 | C | NIP260 | BAK0206
NIP260 | 196 | 181.75 | LK | 3/4 X 6" NIPPLE | GALV CONDUIT |  |  | (25/box) | GALV CONDUIT NIPPLES | P | 387.55 | 465.06 | 337 | 337 | 383.4 | 422.36 | C | NIP260 | NI450
NIP160 | 129 | 136.812 | LK | 1" CLOSE NIPPLE | GALV CONDUIT |  |  | PIC 1XCLOSE GALV NIP | GALV CONDUIT NIPPLES | P | 253 | 303.6 | 220 | 220 | 270 | 268.18 | C | NIP160 | BAK0312
NIP160 | 129 | 136.812 | LK | 1" CLOSE NIPPLE | GALV CONDUIT |  |  | PIC 1XCLOSE GALV NIP | GALV CONDUIT NIPPLES | P | 253 | 303.6 | 220 | 220 | 270 | 268.18 | C | NIP160 | NI452
NIP124 | 98 | 93.7329 | LK | 1/2 X 2 1/2" NIPPLE | GALV CONDUIT |  |  |  | GALV CONDUIT NIPPLES | P | 193.2 | 231.84 | 168 | 168 | 190.51 | 204.79 | C | NIP124 | NI426
NIP132 | 106 | 104.5347 | LK | 1/2 X 3" NIPPLE | GALV CONDUIT |  |  | (25/box) | GALV CONDUIT NIPPLES | P | 192.05 | 230.46 | 167 | 167 | 248.4 | 203.57 | C | NIP132 | BAK0103
NIP132 | 106 | 104.5347 | LK | 1/2 X 3" NIPPLE | GALV CONDUIT |  |  | (25/box) | GALV CONDUIT NIPPLES | P | 192.05 | 230.46 | 167 | 167 | 248.4 | 203.57 | C | NIP132 | NI428
NIP140 | 110.88 | 111.1563 | LK | 1/2 X 3 1/2" NIPPLE | GALV CONDUIT |  |  |  | GALV CONDUIT NIPPLES | P | 228.85 | 274.62 | 199 | 199 | 215.55 | 242.58 | C | NIP140 | NI430
NIP148 | 126 | 117.275 | LK | 1/2 X 4" NIPPLE | GALV CONDUIT |  |  | (25/box) | GALV CONDUIT NIPPLES | P | 247.25 | 296.7 | 215 | 215 | 248.4 | 262.09 | C | NIP148 | BAK0104
NIP148 | 126 | 117.275 | LK | 1/2 X 4" NIPPLE | GALV CONDUIT |  |  | (25/box) | GALV CONDUIT NIPPLES | P | 247.25 | 296.7 | 215 | 215 | 248.4 | 262.09 | C | NIP148 | NI432
NIP156 | 141 | 135.8017 | LK | 1/2 X 5" NIPPLE | GALV CONDUIT |  |  | (25/box) | GALV CONDUIT NIPPLES | P | 277.15 | 332.58 | 241 | 241 | 286.2 | 293.78 | C | NIP156 | BAK0105
NIP156 | 141 | 135.8017 | LK | 1/2 X 5" NIPPLE | GALV CONDUIT |  |  | (25/box) | GALV CONDUIT NIPPLES | P | 277.15 | 332.58 | 241 | 241 | 286.2 | 293.78 | C | NIP156 | NI434
NIP164 | 168 | 155.8085 | LK | 1/2 X 6" NIPPLE | GALV CONDUIT |  |  | (25/box) | GALV CONDUIT NIPPLES | P | 331.2 | 397.44 | 288 | 288 | 329.4 | 351.07 | C | NIP164 | BAK0106
NIP164 | 168 | 155.8085 | LK | 1/2 X 6" NIPPLE | GALV CONDUIT |  |  | (25/box) | GALV CONDUIT NIPPLES | P | 331.2 | 397.44 | 288 | 288 | 329.4 | 351.07 | C | NIP164 | NI436
NIP204 | 86 | 80.06 | LK | 3/4" CLOSE NIPPLE | GALV CONDUIT |  |  |  | GALV CONDUIT NIPPLES | P | 170.2 | 204.24 | 148 | 148 | 237.6 | 237.6 | C | NIP204 | BAK0212
NIP204 | 86 | 80.06 | LK | 3/4" CLOSE NIPPLE | GALV CONDUIT |  |  |  | GALV CONDUIT NIPPLES | P | 170.2 | 204.24 | 148 | 148 | 237.6 | 237.6 | C | NIP204 | NI438
NIC102 | 64 | 62.4182 | LK | 3/4" CHASE NIPPLE | #843 |  |  | THM HA402 | CHASE NIPPLES | P | 295.41 | 354.49 | 236.33 | 177 | 124.42 | 306.99 | C | NIC102 | BAK0211
NIC102 | 64 | 62.4182 | LK | 3/4" CHASE NIPPLE | #843 |  |  | THM HA402 | CHASE NIPPLES | P | 295.41 | 354.49 | 236.33 | 177 | 124.42 | 306.99 | C | NIC102 | NI402
NIC104 | 95 | 110.9259 | LK | 1" CHASE NIPPLE |  |  |  | THM HA403 | CHASE NIPPLES | P | 496.59 | 595.91 | 397.27 | 298 | 184.68 | 516.05 | C | NIC104 | BAK0311
NIC104 | 95 | 110.9259 | LK | 1" CHASE NIPPLE |  |  |  | THM HA403 | CHASE NIPPLES | P | 496.59 | 595.91 | 397.27 | 298 | 184.68 | 516.05 | C | NIC104 | NI404
NIC106 | 238 | 205.4167 | LK | 1 1/4" CHASE NIPPLE | #845 |  |  |  | CHASE NIPPLES | P | 790.39 | 948.47 | 632.31 | 474 | 462.67 | 821.38 | C | NIC106 | BAK0411
NIC106 | 238 | 205.4167 | LK | 1 1/4" CHASE NIPPLE | #845 |  |  |  | CHASE NIPPLES | P | 790.39 | 948.47 | 632.31 | 474 | 462.67 | 821.38 | C | NIC106 | NI406
NIP100 | 67 | 62.6652 | LK | 1/2" CLOSE NIPPLE |  |  |  | (25/box) | GALV CONDUIT NIPPLES | P | 131.1 | 157.32 | 114 | 114 | 226.8 | 210 | C | NIP100 | BAK0112
NIP100 | 67 | 62.6652 | LK | 1/2" CLOSE NIPPLE |  |  |  | (25/box) | GALV CONDUIT NIPPLES | P | 131.1 | 157.32 | 114 | 114 | 226.8 | 210 | C | NIP100 | NI420
NIP108 | 80 | 76.5385 | LK | 1/2 X 1 1/2" NIPPLE | GALV CONDUIT |  |  |  | GALV CONDUIT NIPPLES | P | 156.4 | 187.68 | 136 | 136 | 237.6 | 220 | C | NIP108 | NI422
MUR834 | 0 | 133.6045 | LK | VIBRATION SWITCH W/CLAMP | MOUNT WITH 16/2 CABLE AND | CLAMPS |  | MURPHY VS2C | MURPHY VIBRATION SWITCHES | P | 369.54 | 443.45 | 321.34 | 247 | 243 | 369.54 | EA | MUR834 | 20700045
MUR834 | 0 | 133.6045 | LK | VIBRATION SWITCH W/CLAMP | MOUNT WITH 16/2 CABLE AND | CLAMPS |  | MURPHY VS2C | MURPHY VIBRATION SWITCHES | P | 369.54 | 443.45 | 321.34 | 247 | 243 | 369.54 | EA | MUR834 | JAW0200
MUR834 | 0 | 133.6045 | LK | VIBRATION SWITCH W/CLAMP | MOUNT WITH 16/2 CABLE AND | CLAMPS |  | MURPHY VS2C | MURPHY VIBRATION SWITCHES | P | 369.54 | 443.45 | 321.34 | 247 | 243 | 369.54 | EA | MUR834 | MU834
MUR838 | 121.37 | 111.35 | LK | VS2C-LCC VIBRATION SWITCH C- | CLAMP MOUNT MURPHY |  |  |  | MURPHY VIBRATION SWITCHES | P | 248.57 | 298.29 | 216.15 | 166.08 | 243 | 248.57 | EA | MUR838 | 20700046
MUR838 | 121.37 | 111.35 | LK | VS2C-LCC VIBRATION SWITCH C- | CLAMP MOUNT MURPHY |  |  |  | MURPHY VIBRATION SWITCHES | P | 248.57 | 298.29 | 216.15 | 166.08 | 243 | 248.57 | EA | MUR838 | MU838
NAI104 | 0 | 0 | LK | #30 PENNY NAILS |  |  |  |  | NAILS | P | 4.2 | 5.04 | 4.2 | 3.78 | 0 | 4.45 | LB | NAI104 | NA104
NAI108 | 0 | 0 | LK | #60 PENNY NAILS |  |  |  |  | NAILS | P | 3.33 | 4 | 3.33 | 3 | 0 | 3.53 | LB | NAI108 | NA108
NIC100 | 50 | 40.7182 | LK | 1/2" CHASE NIPPLE |  |  |  | THM HA401 (50/box) | CHASE NIPPLES | P | 217.41 | 260.89 | 173.93 | 130 | 97.2 | 225.95 | C | NIC100 | BAK0111
NIC100 | 50 | 40.7182 | LK | 1/2" CHASE NIPPLE |  |  |  | THM HA401 (50/box) | CHASE NIPPLES | P | 217.41 | 260.89 | 173.93 | 130 | 97.2 | 225.95 | C | NIC100 | NI400
NIC100 | 50 | 40.7182 | LK | 1/2" CHASE NIPPLE |  |  |  | THM HA401 (50/box) | CHASE NIPPLES | P | 217.41 | 260.89 | 173.93 | 130 | 97.2 | 225.95 | C | NIC100 | STL CTY HA201
NIC100 | 50 | 40.7182 | LK | 1/2" CHASE NIPPLE |  |  |  | THM HA401 (50/box) | CHASE NIPPLES | P | 217.41 | 260.89 | 173.93 | 130 | 97.2 | 225.95 | C | NIC100 | STL CTY HA401
MUR800 | 0 | 0 | LK | PD8183 PULSATION DAMPENER | 3000PSI BRASS MURPHY |  |  |  | PULSATION DAMPNERS | P | 103.19 | 123.82 | 89.73 | 72.15 | 103.19 | 103.19 | EA | MUR800 | 1/2 IN X 1/2 OUT 55700201
MUR800 | 0 | 0 | LK | PD8183 PULSATION DAMPENER | 3000PSI BRASS MURPHY |  |  |  | PULSATION DAMPNERS | P | 103.19 | 123.82 | 89.73 | 72.15 | 103.19 | 103.19 | EA | MUR800 | 1/2 IN X 1/4 OUT 55700202
MUR800 | 0 | 0 | LK | PD8183 PULSATION DAMPENER | 3000PSI BRASS MURPHY |  |  |  | PULSATION DAMPNERS | P | 103.19 | 123.82 | 89.73 | 72.15 | 103.19 | 103.19 | EA | MUR800 | 1/4 IN X 1/2 OUT 55700203
MUR800 | 0 | 0 | LK | PD8183 PULSATION DAMPENER | 3000PSI BRASS MURPHY |  |  |  | PULSATION DAMPNERS | P | 103.19 | 123.82 | 89.73 | 72.15 | 103.19 | 103.19 | EA | MUR800 | 1/4IN X 1/4 OUT 55700204
MUR800 | 0 | 0 | LK | PD8183 PULSATION DAMPENER | 3000PSI BRASS MURPHY |  |  |  | PULSATION DAMPNERS | P | 103.19 | 123.82 | 89.73 | 72.15 | 103.19 | 103.19 | EA | MUR800 | MU800
MUR804 | 0 | 50.12 | LK | PD8184 PULSATION DAMPENER | 5000PSI CARBON STEEL MURPHY |  |  |  | PULSATION DAMPNERS | P | 118.01 | 141.61 | 102.61 | 66.3 | 97.2 | 118.01 | EA | MUR804 | 1/2 IN X 1/2 OUT 55700205
MUR804 | 0 | 50.12 | LK | PD8184 PULSATION DAMPENER | 5000PSI CARBON STEEL MURPHY |  |  |  | PULSATION DAMPNERS | P | 118.01 | 141.61 | 102.61 | 66.3 | 97.2 | 118.01 | EA | MUR804 | 1/2 IN X 1/4 OUT 55700206
MUR804 | 0 | 50.12 | LK | PD8184 PULSATION DAMPENER | 5000PSI CARBON STEEL MURPHY |  |  |  | PULSATION DAMPNERS | P | 118.01 | 141.61 | 102.61 | 66.3 | 97.2 | 118.01 | EA | MUR804 | 1/4 IN X 1/2 OUT 55700207
MUR804 | 0 | 50.12 | LK | PD8184 PULSATION DAMPENER | 5000PSI CARBON STEEL MURPHY |  |  |  | PULSATION DAMPNERS | P | 118.01 | 141.61 | 102.61 | 66.3 | 97.2 | 118.01 | EA | MUR804 | 1/4 IN X 1/4 OUT 55700208
MUR804 | 0 | 50.12 | LK | PD8184 PULSATION DAMPENER | 5000PSI CARBON STEEL MURPHY |  |  |  | PULSATION DAMPNERS | P | 118.01 | 141.61 | 102.61 | 66.3 | 97.2 | 118.01 | EA | MUR804 | MU804
MUR804 | 0 | 50.12 | LK | PD8184 PULSATION DAMPENER | 5000PSI CARBON STEEL MURPHY |  |  |  | PULSATION DAMPNERS | P | 118.01 | 141.61 | 102.61 | 66.3 | 97.2 | 118.01 | EA | MUR804 | VA042
MUR764 | 176.94 | 177.4864 | LK | OPLFC-A-300-OS PRESSURE GUAGE | 0-300PSI FLUSH MOUNT OIL- | SEALED MURPHY |  |  | PRESSURE SWITCHES - OIL FILLED | P | 362.42 | 434.91 | 315.15 | 242.13 | 343.97 | 362.42 | EA | MUR764 | 05701054
MUR764 | 176.94 | 177.4864 | LK | OPLFC-A-300-OS PRESSURE GUAGE | 0-300PSI FLUSH MOUNT OIL- | SEALED MURPHY |  |  | PRESSURE SWITCHES - OIL FILLED | P | 362.42 | 434.91 | 315.15 | 242.13 | 343.97 | 362.42 | EA | MUR764 | MU764
MUR780 | 176.94 | 179.5814 | LK | OPLFC-A-1000-OS PRESSURE GUAGE | 0-1000PSI FLUSH MOUNT OIL- | SEALED MURPHY |  |  | PRESSURE SWITCHES - OIL FILLED | P | 362.42 | 434.91 | 315.15 | 242.13 | 343.98 | 362.42 | EA | MUR780 | 05701017
MUR780 | 176.94 | 179.5814 | LK | OPLFC-A-1000-OS PRESSURE GUAGE | 0-1000PSI FLUSH MOUNT OIL- | SEALED MURPHY |  |  | PRESSURE SWITCHES - OIL FILLED | P | 362.42 | 434.91 | 315.15 | 242.13 | 343.98 | 362.42 | EA | MUR780 | MU780
MUR736 | 0 | 158.1 | LK | OPLC-A-400 PRESSURE GUAGE | 0-400PSI SURFACE MOUNT MURPHY |  |  |  | PRESSURE SWITCHES | P | 352.94 | 423.52 | 306.9 | 235.63 | 405 | 405 | EA | MUR736 | 05700707
MUR736 | 0 | 158.1 | LK | OPLC-A-400 PRESSURE GUAGE | 0-400PSI SURFACE MOUNT MURPHY |  |  |  | PRESSURE SWITCHES | P | 352.94 | 423.52 | 306.9 | 235.63 | 405 | 405 | EA | MUR736 | MU736
MUR738 | 114.08 | 158.1 | LK | OPLC-A-600 PRESSURE GUAGE | 0-600PSI SURFACE MOUNT MURPHY |  |  |  | PRESSURE SWITCHES | P | 352.94 | 423.52 | 306.9 | 235.63 | 343.98 | 343.98 | EA | MUR738 | 05700712
MUR738 | 114.08 | 158.1 | LK | OPLC-A-600 PRESSURE GUAGE | 0-600PSI SURFACE MOUNT MURPHY |  |  |  | PRESSURE SWITCHES | P | 352.94 | 423.52 | 306.9 | 235.63 | 343.98 | 343.98 | EA | MUR738 | MU738
MUR740 | 0 | 161.8235 | LK | OPLC-A-1000 PRESSURE GUAGE | 0-1000PSI SURFACE MOUNT MURPHY |  |  |  | PRESSURE SWITCHES | P | 352.94 | 423.52 | 306.9 | 235.63 | 343.98 | 343.98 | EA | MUR740 | 05700663
MUR740 | 0 | 161.8235 | LK | OPLC-A-1000 PRESSURE GUAGE | 0-1000PSI SURFACE MOUNT MURPHY |  |  |  | PRESSURE SWITCHES | P | 352.94 | 423.52 | 306.9 | 235.63 | 343.98 | 343.98 | EA | MUR740 | MU740
MUR742 | 214.7 | 202.09 | LK | OPLC-S-2000 PRESSURE GUAGE | 0-2000PSI SURFACE MOUNT MURPHY |  |  |  | PRESSURE SWITCHES | P | 439.75 | 527.69 | 382.39 | 293.8 | 428 | 439.75 | EA | MUR742 | 05700810
MUR742 | 214.7 | 202.09 | LK | OPLC-S-2000 PRESSURE GUAGE | 0-2000PSI SURFACE MOUNT MURPHY |  |  |  | PRESSURE SWITCHES | P | 439.75 | 527.69 | 382.39 | 293.8 | 428 | 439.75 | EA | MUR742 | MU742
MUR742 | 214.7 | 202.09 | LK | OPLC-S-2000 PRESSURE GUAGE | 0-2000PSI SURFACE MOUNT MURPHY |  |  |  | PRESSURE SWITCHES | P | 439.75 | 527.69 | 382.39 | 293.8 | 428 | 439.75 | EA | MUR742 | OPLC-R-2000
MUR744 | 0 | 219.45 | LK | OPLC-S-3000 PRESSURE GUAGE | 0-3000PSI SURFACE MOUNT MURPHY |  |  |  | PRESSURE SWITCHES | P | 438.32 | 525.99 | 381.15 | 292.83 | 426.61 | 438.32 | EA | MUR744 | 05700820
MUR744 | 0 | 219.45 | LK | OPLC-S-3000 PRESSURE GUAGE | 0-3000PSI SURFACE MOUNT MURPHY |  |  |  | PRESSURE SWITCHES | P | 438.32 | 525.99 | 381.15 | 292.83 | 426.61 | 438.32 | EA | MUR744 | JET SPEC NS880
MUR744 | 0 | 219.45 | LK | OPLC-S-3000 PRESSURE GUAGE | 0-3000PSI SURFACE MOUNT MURPHY |  |  |  | PRESSURE SWITCHES | P | 438.32 | 525.99 | 381.15 | 292.83 | 426.61 | 438.32 | EA | MUR744 | MU744
MUR744 | 0 | 219.45 | LK | OPLC-S-3000 PRESSURE GUAGE | 0-3000PSI SURFACE MOUNT MURPHY |  |  |  | PRESSURE SWITCHES | P | 438.32 | 525.99 | 381.15 | 292.83 | 426.61 | 438.32 | EA | MUR744 | MURPHY OPLC-R-3000
MUR744 | 0 | 219.45 | LK | OPLC-S-3000 PRESSURE GUAGE | 0-3000PSI SURFACE MOUNT MURPHY |  |  |  | PRESSURE SWITCHES | P | 438.32 | 525.99 | 381.15 | 292.83 | 426.61 | 438.32 | EA | MUR744 | XM079
MUR746 | 0 | 268.6 | LK | OPLC-S-5000 PRESSURE GUAGE | 0-5000PSI SURFACE MOUNT MURPHY |  |  |  | PRESSURE SWITCHES | P | 438.32 | 525.99 | 381.15 | 292.83 | 426.61 | 438.32 | EA | MUR746 | 05700836
MUR746 | 0 | 268.6 | LK | OPLC-S-5000 PRESSURE GUAGE | 0-5000PSI SURFACE MOUNT MURPHY |  |  |  | PRESSURE SWITCHES | P | 438.32 | 525.99 | 381.15 | 292.83 | 426.61 | 438.32 | EA | MUR746 | MU746
MUR746 | 0 | 268.6 | LK | OPLC-S-5000 PRESSURE GUAGE | 0-5000PSI SURFACE MOUNT MURPHY |  |  |  | PRESSURE SWITCHES | P | 438.32 | 525.99 | 381.15 | 292.83 | 426.61 | 438.32 | EA | MUR746 | OPLC-R-5000
MUR720 | 0 | 82 | LK | L129CK1 LUBE LEVEL SWITCHGAGE | MURPHY |  |  |  | MURPHY OIL LEVEL SWITCH | P | 242.88 | 291.46 | 211.2 | 162.18 | 248.4 | 242.88 | EA | MUR720 | 15700107
MUR720 | 0 | 82 | LK | L129CK1 LUBE LEVEL SWITCHGAGE | MURPHY |  |  |  | MURPHY OIL LEVEL SWITCH | P | 242.88 | 291.46 | 211.2 | 162.18 | 248.4 | 242.88 | EA | MUR720 | MU720
MUR726 | 0 | 0 | LK | OPLC-A-30 PRESSURE GUAGE | 0-30PSI SURFACE MOUNT MURPHY |  |  |  | PRESSURE SWITCHES | P | 352.94 | 423.52 | 306.9 | 249.93 | 352.94 | 352.94 | EA | MUR726 | 05700687
MUR726 | 0 | 0 | LK | OPLC-A-30 PRESSURE GUAGE | 0-30PSI SURFACE MOUNT MURPHY |  |  |  | PRESSURE SWITCHES | P | 352.94 | 423.52 | 306.9 | 249.93 | 352.94 | 352.94 | EA | MUR726 | MU726
MUR730 | 158.7 | 190.24 | LK | OPLC-A-100 PRESSURE GUAGE | 0-100PSI SURFACE MOUNT MURPHY |  |  |  | PRESSURE SWITCHES | P | 352.94 | 423.52 | 306.9 | 235.63 | 308.51 | 352.94 | EA | MUR730 | 05700662
MUR730 | 158.7 | 190.24 | LK | OPLC-A-100 PRESSURE GUAGE | 0-100PSI SURFACE MOUNT MURPHY |  |  |  | PRESSURE SWITCHES | P | 352.94 | 423.52 | 306.9 | 235.63 | 308.51 | 352.94 | EA | MUR730 | MU730
MUR732 | 0 | 186 | LK | OPLC-A-200 PRESURE GUAGE | 0-200PSI SURFACE MOUNT MURPHY |  |  |  | PRESSURE SWITCHES | P | 352.94 | 423.52 | 306.9 | 235.63 | 351 | 352.94 | EA | MUR732 | 05700682
MUR732 | 0 | 186 | LK | OPLC-A-200 PRESURE GUAGE | 0-200PSI SURFACE MOUNT MURPHY |  |  |  | PRESSURE SWITCHES | P | 352.94 | 423.52 | 306.9 | 235.63 | 351 | 352.94 | EA | MUR732 | MU732
MOTW828 | 0 | 3800 | LK | WORLDWIDE 100 HP 1200RPM | NEMA D, 445T FRAME, TEFC |  |  |  | WORLDWIDE NEMA D MOTORS | P | 7237.48 | 8684.98 | 6579.53 | 6250.55 | 4500 | 5683 | EA | MOTW828 | MO828
MOL900 | 0 | 0 | LK | GROUND WIRE MOULDING |  |  |  |  | GROUND WIRE MOULDING | P | 407.1 | 488.52 | 354 | 301 | 0 | 431.53 | C | MOL900 | MO900
MUR700 | 0 | 0 | LK | 30-05-118 MURPHY PANEL |  |  |  |  | MURPHY MISCELLANEOUS | P | 94.88 | 113.85 | 82.5 | 49.73 | 94.88 | 94.88 | EA | MUR700 | 3005118
MUR700 | 0 | 0 | LK | 30-05-118 MURPHY PANEL |  |  |  |  | MURPHY MISCELLANEOUS | P | 94.88 | 113.85 | 82.5 | 49.73 | 94.88 | 94.88 | EA | MUR700 | MU700
MOTW812 | 0 | 1000 | LK | WORLDWIDE 25 HP 1200 | RPM, NEMA D, 324T FRAME, TEFC |  |  |  | WORLDWIDE NEMA D MOTORS | P | 2316.61 | 2779.93 | 2106.01 | 2000.71 | 1800 | 1902.43 | EA | MOTW812 | MO812
MOTW814 | 0 | 1700 | LK | WORLDWIDE 30 HP 1200 | RPM, NEMA D, 326T FRAME, TEFC |  |  |  | WORLDWIDE NEMA D MOTORS | P | 2745.56 | 3294.67 | 2495.96 | 2371.16 | 2200 | 2910.29 | EA | MOTW814 | MO814
MOTW816 | 0 | 2100 | LK | WORLDWIDE 40 HP 1200 | RPM, NEMA D, 365T FRAME, TEFC |  |  |  | WORLDWIDE NEMA D MOTORS | P | 3711.93 | 4454.32 | 3374.49 | 3205.77 | 2600 | 3048.28 | EA | MOTW816 | MO816
MOTW818 | 0 | 1927.78 | LK | WORLDWIDE 50 HP 1200 | RPM, NEMA D, 404T FRAME, TEFC |  |  |  | WORLDWIDE NEMA D MOTORS | P | 4164.6 | 4997.52 | 3786 | 3596.7 | 4140 | 3786 | EA | MOTW818 | MO818
MOTW824 | 0 | 2500 | LK | WORLDWIDE 60 HP 1200 | RPM NEMA D, 405T FRAME, TEFC |  |  |  | WORLDWIDE NEMA D MOTORS | P | 4425.54 | 5310.65 | 4023.22 | 3822.06 | 3450 | 4023 | EA | MOTW824 | MO824
MOTW802 | 0 | 0 | LK | WORLDWIDE 5 HP 1200 | RPM, NEMA D, 215T FRAME, TEFC |  |  |  | WORLDWIDE NEMA D MOTORS | P | 753.64 | 904.37 | 685.13 | 650.87 | 0 | 798.86 | EA | MOTW802 | MO802
MOTW804 | 0 | 0 | LK | WORLDWIDE 7.5 HP 1200 | RPM, NEMA D, 254T FRAME, TEFC |  |  |  | WORLDWIDE NEMA D MOTORS | P | 943.49 | 1132.19 | 857.71 | 814.82 | 0 | 1000.1 | EA | MOTW804 | MO804
MOTW806 | 0 | 0 | LK | WORLDWIDE 10 HP 1200 | RPM, NEMA D, 256T FRAME, TEFC |  |  |  | WORLDWIDE NEMA D MOTORS | P | 1284 | 1540.8 | 1167.28 | 1108.92 | 0 | 1361.04 | EA | MOTW806 | MO806
MOTW808 | 0 | 0 | LK | WORLDWIDE 15 HP 1200 | RPM, NEMA D, 284T FRAME, TEFC |  |  |  | WORLDWIDE NEMA D MOTORS | P | 1613.39 | 1936.07 | 1466.71 | 1393.37 | 0 | 1710.19 | EA | MOTW808 | MO808
MOTW810 | 0 | 0 | LK | WORLDWIDE 20 HP 1200 | RPM, NEMA D, 286T FRAME, TEFC |  |  |  | WORLDWIDE NEMA D MOTORS | P | 1981.12 | 2377.34 | 1801.02 | 1710.97 | 0 | 2099.99 | EA | MOTW810 | MO810
MO716 | 0 | 0 | LK | BROOK CROMPTON 50 H.P. 1200 | RPM NEMA D, 365T FRAME, | TEFC/OWP OIL WELL PUMPING | MOTOR |  |  | P | 0 | 0 | 0 | 0 | 0 | 2617.26 | EA | ? | ?
MO716 | 0 | 0 | LK | BROOK CROMPTON 50 H.P. 1200 | RPM NEMA D, 365T FRAME, | TEFC/OWP OIL WELL PUMPING | MOTOR |  |  | P | 2469.11 | 2962.93 | 2244.65 | 2132.42 | 0 | 0 | EA | ? | ?
MOTW800 | 0 | 0 | LK | WORLDWIDE 3 HP 1200 | RPM, NEMA D, 213T FRAME, TEFC |  |  |  | WORLDWIDE NEMA D MOTORS | P | 636.41 | 763.69 | 578.55 | 549.62 | 0 | 674.59 | EA | MOTW800 | MO800
MOTE706 | 0 | 0 | LK | TECO 25HP NEMA D 1200 | RPM 324T FRAME DP |  |  |  | TECO NEMA D MOTORS | P | 2415.37 | 2898.44 | 2195.79 | 2086 | 0 | 2560.29 | EA | MOTE706 | MO706
MOTE708 | 0 | 0 | LK | TECO 40HP NEMA D 1200 | RPM 365T FRAME DP |  |  |  | TECO NEMA D MOTORS | P | 3491.75 | 4190.1 | 3174.32 | 3015.6 | 0 | 3701.26 | EA | MOTE708 | MO708
MOTE710 | 0 | 0 | LK | TECO 60HP NEMA D 1200 | RPM 404T FRAME DP |  |  |  | TECO NEMA D MOTORS | P | 4939.35 | 5927.22 | 4490.32 | 4265.8 | 0 | 5235.71 | EA | MOTE710 | MO710
MOTE712 | 0 | 0 | LK | TECO 100HP NEMA D 1200 | RPM 444T FRAME DP |  |  |  | TECO NEMA D MOTORS | P | 7708.11 | 9249.73 | 7007.37 | 6657 | 0 | 8170.6 | EA | MOTE712 | MO712
MOTM624 | 0 | 0 | LK | MARATHON 100 HP 1135 | RPM NEMA D, 445T FRAME, D.P. |  |  |  | MARATHON NEMA D MOTORS | P | 4284.88 | 5141.86 | 3895.35 | 3700.58 | 0 | 4541.97 | EA | MOTM624 | MO624
MOTE700 | 0 | 0 | LK | TECO 5HP NEMA D 1200 | RPM 213T FRAME DP |  |  |  | TECO NEMA D MOTORS | P | 577.09 | 692.51 | 524.63 | 498.4 | 0 | 611.72 | EA | MOTE700 | MO700
MOTE702 | 0 | 0 | LK | TECO 7.5HP NEMA D 1200 | RPM 254T FRAME DP |  |  |  | TECO NEMA D MOTORS | P | 969.39 | 1163.27 | 881.26 | 837.2 | 0 | 1027.55 | EA | MOTE702 | MO702
MOTE704 | 0 | 0 | LK | TECO 15HP NEMA D 1200 | RPM 284T FRAME DP |  |  |  | TECO NEMA D MOTORS | P | 1695.62 | 2034.74 | 1541.47 | 1464.4 | 0 | 1797.36 | EA | MOTE704 | MO704
MOTA612 | 0 | 0 | LK | TATUNG 100 HP 1140 RPM NEMA D | 444T FRAME, D.P. OIL WELL | PUMPING MOTOR |  |  |  | P | 7443.87 | 8923.64 | 6767.16 | 6428.8 | 0 | 7890.5 | EA | MOTA612 | M0612
MO602 | 0 | 0 | LK | TATUNG 7.5 HP 1120 RPM NEMA D | 254T FRAME, D.P. OIL WELL | PUMPING MOTOR |  |  |  | P | 953.18 | 1143.82 | 866.53 | 823.2 | 0 | 825.8 | EA | ? | ?
MO602 | 0 | 0 | LK | TATUNG 7.5 HP 1120 RPM NEMA D | 254T FRAME, D.P. OIL WELL | PUMPING MOTOR |  |  |  | P | 779.06 | 934.87 | 708.24 | 672.83 | 0 | 0 | EA | ? | ?
MOTA604 | 0 | 0 | LK | TATUNG 15 HP 1110 RPM NEMA D | 284T FRAME, D.P. OIL WELL | PUMPING MOTOR |  |  |  | P | 1653.47 | 1984.16 | 1503.16 | 1428 | 0 | 1752.68 | EA | MOTA604 | M0604
MOTA606 | 0 | 0 | LK | TATUNG 25 HP 1140 RPM NEMA D | 324T FRAME, D.P. OIL WELL | PUMPING MOTOR |  |  |  | P | 2674.74 | 3209.69 | 2431.58 | 2310 | 0 | 2835.22 | EA | MOTA606 | M0606
MOTA608 | 0 | 2083.33 | LK | TATUNG 40 HP 1130 RPM NEMA D | 364T FRAME, D.P. OIL WELL | PUMPING MOTOR |  |  |  | P | 3342.61 | 4011.13 | 3038.74 | 2886.8 | 3750 | 3750 | EA | MOTA608 | M0608
MOTA608 | 0 | 2083.33 | LK | TATUNG 40 HP 1130 RPM NEMA D | 364T FRAME, D.P. OIL WELL | PUMPING MOTOR |  |  |  | P | 3342.61 | 4011.13 | 3038.74 | 2886.8 | 3750 | 3750 | EA | MOTA608 | XEM037
MOTA610 | 0 | 0 | LK | TATUNG 60 HP 1140 RPM NEMA D | 404T FRAME, D.P. OIL WELL | PUMPING MOTOR |  |  |  | P | 4804.8 | 5765.76 | 4368 | 4149.6 | 0 | 5093.09 | EA | MOTA610 | M0610
MOTR518 | 0 | 0 | LK | TORQUE MASTER 50 H.P. | 1125 RPM NEMA D, 404T FRAME, |  |  |  | TORQUE MASTER NEMA D MOTORS | P | 3594.11 | 4312.93 | 3267.37 | 3104 | 0 | 3809.76 | EA | MOTR518 | MO518
MOTR520 | 0 | 0 | LK | TORQUE MASTER 60 H.P. | 1125 RPM NEMA D, 405T FRAME, |  |  |  | TORQUE MASTER NEMA D MOTORS | P | 3844.21 | 4613.05 | 3494.74 | 3320 | 0 | 4074.86 | EA | MOTR520 | MO520
MOTR522 | 2855 | 1750 | LK | TORQUE MASTER 75 H.P. | 1125 RPM NEMA D, 444T FRAME, |  |  |  | TORQUE MASTER NEMA D MOTORS | P | 5289.26 | 6347.11 | 4808.42 | 4568 | 3150 | 5606.62 | EA | MOTR522 | MO522
MOTR524 | 0 | 0 | LK | TORQUE MASTER 100 H.P. | 1125 NEMA D, 445T FRAME, D.P. |  |  |  | TORQUE MASTER NEMA D MOTORS | P | 6250.78 | 7500.94 | 5682.53 | 5398.4 | 0 | 6625.83 | EA | MOTR524 | MO524
MOTR508 | 0 | 0 | LK | TORQUE MASTER 15 H.P. | 1125 RPM NEMA D, 284T FRAME, |  |  |  | TORQUE MASTER NEMA D MOTORS | P | 1356.13 | 1627.36 | 1232.84 | 1171.2 | 0 | 1437.5 | EA | MOTR508 | MO508
MOTR510 | 0 | 0 | LK | TORQUE MASTER 20 H.P. | 1125 RPM NEMA D, 286T FRAME, |  |  |  | TORQUE MASTER NEMA D MOTORS | P | 1650.69 | 1980.83 | 1500.63 | 1425.6 | 0 | 1749.73 | EA | MOTR510 | MO510
MOTR512 | 0 | 0 | LK | TORQUE MASTER 25 H.P. | 1125 RPM NEMA D, 324T FRAME, |  |  |  | TORQUE MASTER NEMA D MOTORS | P | 1891.54 | 2269.85 | 1719.58 | 1633.6 | 0 | 2005.03 | EA | MOTR512 | MO512
MOTR514 | 0 | 0 | LK | TORQUE MASTER 30 H.P. | 1125 RPM NEMA D, 326T FRAME, |  |  |  | TORQUE MASTER NEMA D MOTORS | P | 2241.68 | 2690.02 | 2037.89 | 1936 | 0 | 2376.18 | EA | MOTR514 | MO514
MOTR516 | 0 | 0 | LK | TORQUE MASTER 40 H.P. | 1125 RPM NEMA D, 364T FRAME, |  |  |  | TORQUE MASTER NEMA D MOTORS | P | 3006.82 | 3608.18 | 2733.47 | 2596.8 | 0 | 3187.23 | EA | MOTR516 | MO516
MOT478 | 0 | 0 | LK | 100 H.P., 3600 RPM | TEFC MOTOR 405TS FRAME NEMA B |  |  |  | NEMA B MOTORS, 3600 RPM | P | 7349.79 | 8084.77 | 6681.63 | 6013.47 | 0 | 7790.78 | EA | MOT478 | MO478
MOTR500 | 0 | 0 | LK | TORQUE MASTER 3 H.P. | 1125 RPM, NEMA D, 213T FRAME, |  |  |  | TORQUE MASTER NEMA D MOTORS | P | 502.06 | 602.47 | 456.42 | 433.6 | 0 | 532.18 | EA | MOTR500 | MO500
MOTR502 | 0 | 0 | LK | TORQUE MASTER 5 H.P. | 1125 RPM, NEMA D, 215T FRAME, |  |  |  | TORQUE MASTER NEMA D MOTORS | P | 620.63 | 744.76 | 564.21 | 536 | 0 | 657.87 | EA | MOTR502 | MO502
MOTR504 | 0 | 0 | LK | TORQUE MASTER 7.5 H.P. | 1125 RPM NEMA D, 254T FRAME, |  |  |  | TORQUE MASTER NEMA D MOTORS | P | 833.68 | 1000.42 | 757.89 | 720 | 0 | 883.7 | EA | MOTR504 | MO504
MOTR506 | 0 | 0 | LK | TORQUE MASTER 10 H.P. | 1125 RPM, NEMA D, 256T FRAME, |  |  |  | TORQUE MASTER NEMA D MOTORS | P | 1046.74 | 1256.09 | 951.58 | 904 | 0 | 1109.54 | EA | MOTR506 | MO506
MOT466 | 0 | 1200 | LK | 25 H.P., 3600 RPM, TEFC | MOTOR 256T FRAME NEMA B |  |  |  | NEMA B MOTORS, 3600 RPM | P | 1996.34 | 2195.97 | 1814.86 | 1633.37 | 0 | 2116.12 | EA | MOT466 | MO466
MOT468 | 0 | 0 | LK | 30 H.P., 3600 RPM, TEFC | MOTOR 286TS FRAME NEMA B |  |  |  | NEMA B MOTORS, 3600 RPM | P | 2093.2 | 2302.52 | 1902.91 | 1712.62 | 0 | 2218.79 | EA | MOT468 | MO468
MOT470 | 0 | 0 | LK | 40 H.P., 3600 RPM, TEFC | MOTOR 324TS FRAME NEMA B |  |  |  | NEMA B MOTORS, 3600 RPM | P | 2691.98 | 2961.18 | 2447.25 | 2202.53 | 0 | 2853.5 | EA | MOT470 | MO470
MOT472 | 0 | 0 | LK | 50 H.P., 3600 RPM, TEFC | MOTOR 326TS FRAME NEMA B |  |  |  | NEMA B MOTORS, 3600 RPM | P | 3424.19 | 3766.61 | 3112.9 | 2801.61 | 0 | 3629.64 | EA | MOT472 | MO472
MOT474 | 0 | 0 | LK | 60 H.P., 3600 RPM, TEFC | MOTOR 364TS FRAME NEMA B |  |  |  | NEMA B MOTORS, 3600 RPM | P | 4723.53 | 5195.88 | 4294.12 | 3864.71 | 0 | 5006.94 | EA | MOT474 | MO474
MOT476 | 0 | 0 | LK | 75 H.P., 3600 RPM, TEFC | MOTOR 365TS FRAME NEMA B |  |  |  | NEMA B MOTORS, 3600 RPM | P | 5663.64 | 6230 | 5148.77 | 4633.89 | 0 | 6003.46 | EA | MOT476 | MO476
MOT452 | 0 | 0 | LK | 3 H.P., 3600 RPM, TEFC | MOTOR 182T FRAME NEMA B |  |  |  | NEMA B MOTORS, 3600 RPM | P | 475.86 | 523.45 | 432.6 | 389.34 | 0 | 504.41 | EA | MOT452 | MO452
MOT454 | 0 | 550 | LK | 5 H.P., 3600 RPM, TEFC | MOTOR 184T FRAME NEMA B |  |  |  | NEMA B MOTORS, 3600 RPM | P | 598.71 | 658.58 | 544.28 | 489.85 | 1170 | 1170 | EA | MOT454 | MO454
MOT458 | 0 | 800 | LK | 7 1/2 H.P., 3600 RPM, | TEFC MOTOR 213T FRAME NEMA B |  |  |  | NEMA B MOTORS, 3600 RPM | P | 808.96 | 889.86 | 735.42 | 661.88 | 0 | 1212.23 | EA | MOT458 | MO458
MOT460 | 0 | 0 | LK | 10 H.P., 3600 RPM, TEFC | MOTOR 215T FRAME NEMA B |  |  |  | NEMA B MOTORS, 3600 RPM | P | 852.25 | 937.48 | 774.78 | 697.3 | 0 | 903.39 | EA | MOT460 | MO460
MOT464 | 0 | 1300 | LK | 20 H.P., 3600 RPM, TEFC | MOTOR 256T FRAME NEMA B |  |  |  | NEMA B MOTORS, 3600 RPM | P | 1508.87 | 1659.76 | 1371.7 | 1234.53 | 0 | 1895.36 | EA | MOT464 | MO464
MOT438 | 0 | 700 | LK | 1 H.P., 3600 RPM, TEFC | MOTOR 56 FRAME NEMA B |  |  |  | NEMA B MOTORS, 3600 RPM | P | 286.92 | 315.61 | 260.83 | 234.75 | 0 | 304.14 | EA | MOT438 | MO438
MOT442 | 0 | 0 | LK | 1 1/2 H.P., 3600 RPM, | TEFC MOTOR 143T FRAME NEMA B |  |  |  | NEMA B MOTORS, 3600 RPM | P | 344.43 | 378.87 | 313.12 | 281.81 | 0 | 365.1 | EA | MOT442 | MO442
MOT446 | 0 | 500 | LK | 2 H.P., 3600 RPM, TEFC | MOTOR 145T FRAME NEMA B |  |  |  | NEMA B MOTORS, 3600 RPM | P | 374.5 | 411.95 | 340.45 | 306.41 | 0 | 396.97 | EA | MOT446 | MO446
MOT394 | 0 | 1800 | LK | 30 H.P., 1800 RPM, TEFC | MOTOR 286T FRAME NEMA B |  |  |  | NEMA B MOTORS, 1800 RPM | P | 1922.89 | 2115.18 | 1748.08 | 1573.27 | 2500 | 2038.26 | EA | MOT394 | MO394
MOT396 | 0 | 0 | LK | 40 H.P., 1800 RPM, TEFC | MOTOR 324T FRAME NEMA B |  |  |  | NEMA B MOTORS, 1800 RPM | P | 2469.13 | 2716.04 | 2244.67 | 2020.2 | 0 | 2617.28 | EA | MOT396 | MO396
MOT398 | 0 | 2200 | LK | 50 H.P., 1800 RPM, TEFC | MOTOR 326T FRAME NEMA B |  |  |  | NEMA B MOTORS, 1800 RPM | P | 3124.42 | 3436.86 | 2840.38 | 2556.34 | 0 | 3311.89 | EA | MOT398 | MO398
MOT400 | 0 | 0 | LK | 60 HP, 1800 RPM, TEFC | MOTOR 364T FRAME NEMA B |  |  |  | NEMA B MOTORS, 1800 RPM | P | 4079.33 | 4487.26 | 3708.48 | 3337.63 | 0 | 4324.09 | EA | MOT400 | MO400
MOT402 | 0 | 0 | LK | 75 H.P., 1800 RPM, TEFC | MOTOR 365T FRAME NEMA B |  |  |  | NEMA B MOTORS, 1800 RPM | P | 5092.01 | 5601.21 | 4629.1 | 4166.19 | 0 | 5397.53 | EA | MOT402 | MO402
MOT404 | 0 | 0 | LK | 100 H.P., 1800 RPM, | TEFC MOTOR 405T FRAME NEMA B |  |  |  | NEMA B MOTORS, 1800 RPM | P | 6611.28 | 7272.41 | 6010.25 | 5409.23 | 0 | 7007.96 | EA | MOT404 | MO404
MOT382 | 0 | 550 | LK | 5 H.P., 1800 RPM, TEFC | MOTOR 184T FRAME NEMA B |  |  |  | NEMA B MOTORS, 1800 RPM | P | 474.3 | 521.73 | 431.18 | 388.06 | 1170 | 1170 | EA | MOT382 | MO382
MOT384 | 0 | 675 | LK | 7 1/2 H.P., 1800 RPM | TEFC MOTOR 213T FRAME NEMA B |  |  |  | NEMA B MOTORS, 1800 RPM | P | 655.67 | 721.24 | 596.07 | 536.46 | 900 | 965 | EA | MOT384 | MO384
MOT386 | 0 | 1000 | LK | 10 H.P., 1800 RPM, TEFC | MOTOR 215T FRAME NEMA B |  |  |  | NEMA B MOTORS, 1800 RPM | P | 788.9 | 867.79 | 717.18 | 645.46 | 1620 | 1620 | EA | MOT386 | MO386
MOT388 | 0 | 0 | LK | 15 H.P., 1800 RPM, TEFC | MOTOR 254T FRAME NEMA B |  |  |  | NEMA B MOTORS, 1800 RPM | P | 1093.07 | 1202.38 | 993.7 | 894.33 | 0 | 1158.65 | EA | MOT388 | MO388
MOT390 | 0 | 0 | LK | 20 H.P., 1800 RPM, TEFC | MOTOR 256T FRAME NEMA B |  |  |  | NEMA B MOTORS, 1800 RPM | P | 1304.93 | 1435.42 | 1186.3 | 1067.67 | 0 | 1383.23 | EA | MOT390 | MO390
MOT392 | 0 | 0 | LK | 25 H.P., 1800 RPM, TEFC | MOTOR 284T FRAME NEMA B |  |  |  | NEMA B MOTORS, 1800 RPM | P | 1700.69 | 1870.76 | 1546.08 | 1391.47 | 0 | 1802.73 | EA | MOT392 | MO392
MOT370 | 0 | 0 | LK | 1 H.P., 1800 RPM, TEFC | MOTOR 143T FRAME NEMA B |  |  |  | NEMA B MOTORS, 1800 RPM | P | 253.62 | 278.98 | 230.57 | 207.51 | 0 | 268.84 | EA | MOT370 | MO370
MOT374 | 0 | 0 | LK | 1 1/2 H.P., 1800 RPM | TEFC MOTOR 145T FRAME NEMA B |  |  |  | NEMA B MOTORS, 1800 RPM | P | 312.99 | 344.29 | 284.53 | 256.08 | 0 | 331.77 | EA | MOT374 | MO374
MOT378 | 0 | 300 | LK | 2 H.P., 1800 RPM, TEFC | MOTOR 145T FRAME NEMA B |  |  |  | NEMA B MOTORS, 1800 RPM | P | 331.61 | 364.77 | 301.47 | 271.32 | 540 | 351.51 | EA | MOT378 | MO378
MOT380 | 0 | 450 | LK | 3 H.P., 1800 RPM, TEFC | MOTOR 182T FRAME NEMA B |  |  |  | NEMA B MOTORS, 1800 RPM | P | 423.17 | 465.49 | 384.7 | 346.23 | 810 | 810 | EA | MOT380 | MO380
MOT336 | 0 | 3100 | LK | 50 H.P., 1200 RPM, TEFC | MOTOR 365T FRAME NEMA B |  |  |  | NEMA B MOTORS, 1200 RPM | P | 4967.93 | 5464.72 | 4516.3 | 4064.67 | 4700 | 5266.01 | EA | MOT336 | MO336
MOT338 | 0 | 0 | LK | 60 H.P., 1200 RPM, TEFC | MOTOR 404T FRAME NEMA B |  |  |  | NEMA B MOTORS, 1200 RPM | P | 5492.7 | 6041.97 | 4993.37 | 4494.03 | 0 | 5822.26 | EA | MOT338 | MO338
MOT342 | 0 | 0 | LK | 100 H.P., 1200 RPM | TEFC MOTOR 444T FRAME NEMA B |  |  |  | NEMA B MOTORS, 1200 RPM | P | 8330.63 | 9163.69 | 7573.3 | 6815.97 | 0 | 8830.47 | EA | MOT342 | MO342
MOT324 | 0 | 0 | LK | 10 H.P., 1200 RPM, TEFC | MOTOR 256T FRAME NEMA B |  |  |  | NEMA B MOTORS, 1200 RPM | P | 1386.19 | 1524.81 | 1260.81 | 1134.73 | 0 | 1469.36 | EA | MOT324 | MO324
MOT326 | 0 | 0 | LK | 15 H.P., 1200 RPM, TEFC | MOTOR 284T FRAME NEMA B |  |  |  | NEMA B MOTORS, 1200 RPM | P | 1830.64 | 2013.7 | 1664.22 | 1497.8 | 0 | 1940.48 | EA | MOT326 | MO326
MOT328 | 0 | 0 | LK | 20 H.P., 1200 RPM, TEFC | MOTOR 286T FRAME NEMA B |  |  |  | NEMA B MOTORS, 1200 RPM | P | 2283.29 | 2511.62 | 2075.72 | 1868.15 | 0 | 2420.29 | EA | MOT328 | MO328
MOT330 | 0 | 0 | LK | 25 H.P., 1200 RPM, TEFC | MOTOR 324T FRAME NEMA B |  |  |  | NEMA B MOTORS, 1200 RPM | P | 2596.68 | 2856.35 | 2360.62 | 2124.56 | 0 | 2752.48 | EA | MOT330 | MO330
MOT332 | 0 | 0 | LK | 30 H.P., 1200 RPM, TEFC | MOTOR 326T FRAME NEMA B |  |  |  | NEMA B MOTORS, 1200 RPM | P | 3048.49 | 3353.34 | 2771.35 | 2494.22 | 0 | 3231.4 | EA | MOT332 | MO332
MOT334 | 0 | 0 | LK | 40 H.P., 1200 RPM, TEFC | MOTOR 364T FRAME NEMA B |  |  |  | NEMA B MOTORS, 1200 RPM | P | 3788.69 | 4167.56 | 3444.27 | 3099.84 | 0 | 4016.01 | EA | MOT334 | MO334
MOT312 | 0 | 0 | LK | 1 H.P., 1200 RPM, TEFC | MOTOR 145T FRAME NEMA B |  |  |  | NEMA B MOTORS, 1200 RPM | P | 352.81 | 388.09 | 320.73 | 288.66 | 0 | 373.98 | EA | MOT312 | MO312
MOT314 | 0 | 0 | LK | 1 1/2 H.P., 1200 RPM | TEFC MOTOR 182T FRAME NEMA B |  |  |  | NEMA B MOTORS, 1200 RPM | P | 412.5 | 453.75 | 375 | 337.5 | 0 | 437.25 | EA | MOT314 | MO314
MOT316 | 0 | 271 | LK | 2 H.P., 1200 RPM, TEFC | MOTOR 184T FRAME NEMA B |  |  |  | NEMA B MOTORS, 1200 RPM | P | 485.96 | 534.56 | 441.78 | 397.6 | 972 | 972 | EA | MOT316 | MO316
MOT318 | 0 | 400 | LK | 3 H.P., 1200 RPM, TEFC | MOTOR 213T FRAME NEMA B |  |  |  | NEMA B MOTORS, 1200 RPM | P | 628.61 | 691.47 | 571.47 | 514.32 | 0 | 666.33 | EA | MOT318 | MO318
MOT320 | 0 | 850 | LK | 5 H.P., 1200 RPM, TEFC | MOTOR 215T FRAME NEMA B |  |  |  | NEMA B MOTORS, 1200 RPM | P | 836.4 | 920.04 | 760.37 | 684.33 | 0 | 886.58 | EA | MOT320 | MO320
MOT322 | 0 | 537.12 | LK | 7 1/2 H.P., 1200 RPM | TEFC MOTOR 254T FRAME NEMA B |  |  |  | NEMA B MOTORS, 1200 RPM | P | 1071.73 | 1178.9 | 974.3 | 876.87 | 1440 | 1555.2 | EA | MOT322 | MO322
MET630 | 0 | 0 | LK | 3-PHASE, 480V, WATT | HOUR METER WITH 5 DIGIT REGIS |  |  |  | WATT HOUR METERS, 3-PHASE 480V | P | 361 | 433.2 | 361 | 324.9 | 0 | 382.66 | EA | MET630 | ME630
MET600 | 4 | 3.36 | LK | METER BASE HUB |  |  | MID B07 / MID B20 | MIL A7514 / A7517 | METER BASES | P | 22 | 26.4 | 22 | 17.6 | 8.96 | 22 | EA | MET600 | IAK0002
MET600 | 4 | 3.36 | LK | METER BASE HUB |  |  | MID B07 / MID B20 | MIL A7514 / A7517 | METER BASES | P | 22 | 26.4 | 22 | 17.6 | 8.96 | 22 | EA | MET600 | IAK0006
MET600 | 4 | 3.36 | LK | METER BASE HUB |  |  | MID B07 / MID B20 | MIL A7514 / A7517 | METER BASES | P | 22 | 26.4 | 22 | 17.6 | 8.96 | 22 | EA | MET600 | IAL0003
MET600 | 4 | 3.36 | LK | METER BASE HUB |  |  | MID B07 / MID B20 | MIL A7514 / A7517 | METER BASES | P | 22 | 26.4 | 22 | 17.6 | 8.96 | 22 | EA | MET600 | IAL0006
MET600 | 4 | 3.36 | LK | METER BASE HUB |  |  | MID B07 / MID B20 | MIL A7514 / A7517 | METER BASES | P | 22 | 26.4 | 22 | 17.6 | 8.96 | 22 | EA | MET600 | ME600
MET600 | 4 | 3.36 | LK | METER BASE HUB |  |  | MID B07 / MID B20 | MIL A7514 / A7517 | METER BASES | P | 22 | 26.4 | 22 | 17.6 | 8.96 | 22 | EA | MET600 | MILBANK 1" A7514
MET600 | 4 | 3.36 | LK | METER BASE HUB |  |  | MID B07 / MID B20 | MIL A7514 / A7517 | METER BASES | P | 22 | 26.4 | 22 | 17.6 | 8.96 | 22 | EA | MET600 | MILBANK 1-1/2" A7516
MET600 | 4 | 3.36 | LK | METER BASE HUB |  |  | MID B07 / MID B20 | MIL A7514 / A7517 | METER BASES | P | 22 | 26.4 | 22 | 17.6 | 8.96 | 22 | EA | MET600 | MILBANK 1-1/4" A7515
MET600 | 4 | 3.36 | LK | METER BASE HUB |  |  | MID B07 / MID B20 | MIL A7514 / A7517 | METER BASES | P | 22 | 26.4 | 22 | 17.6 | 8.96 | 22 | EA | MET600 | MILBANK 2" A7517
MET600 | 4 | 3.36 | LK | METER BASE HUB |  |  | MID B07 / MID B20 | MIL A7514 / A7517 | METER BASES | P | 22 | 26.4 | 22 | 17.6 | 8.96 | 22 | EA | MET600 | MILBANK 2-1/2" A7518
MET600 | 4 | 3.36 | LK | METER BASE HUB |  |  | MID B07 / MID B20 | MIL A7514 / A7517 | METER BASES | P | 22 | 26.4 | 22 | 17.6 | 8.96 | 22 | EA | MET600 | XEH032
MET604 | 0 | 238.42 | LK | 200 AMP METER BASE WITH | LEVER BYPASS |  |  | MIL U9761-RRL | METER BASES | P | 293.5 | 352.2 | 293.5 | 234.8 | 0 | 370.91 | EA | MET604 | EL142
MET604 | 0 | 238.42 | LK | 200 AMP METER BASE WITH | LEVER BYPASS |  |  | MIL U9761-RRL | METER BASES | P | 293.5 | 352.2 | 293.5 | 234.8 | 0 | 370.91 | EA | MET604 | IAL0330
MET604 | 0 | 238.42 | LK | 200 AMP METER BASE WITH | LEVER BYPASS |  |  | MIL U9761-RRL | METER BASES | P | 293.5 | 352.2 | 293.5 | 234.8 | 0 | 370.91 | EA | MET604 | ME604
MET620 | 0 | 54.472 | LK | METERBASE 200A 1PH 4TRM UG |  |  |  | MIL U2986-0 | METER BASES | P | 111.46 | 133.75 | 96.93 | 77.54 | 78.08 | 86 | EA | MET620 | IAL0111
MET620 | 0 | 54.472 | LK | METERBASE 200A 1PH 4TRM UG |  |  |  | MIL U2986-0 | METER BASES | P | 111.46 | 133.75 | 96.93 | 77.54 | 78.08 | 86 | EA | MET620 | ME620
MET624 | 0 | 0 | LK | TICKLER LUG 5TH TERM |  |  |  | MIL K3866 | METER BASES | P | 24 | 28.8 | 20 | 16 | 0 | 25.44 | EA | MET624 | IAL0010
MET624 | 0 | 0 | LK | TICKLER LUG 5TH TERM |  |  |  | MIL K3866 | METER BASES | P | 24 | 28.8 | 20 | 16 | 0 | 25.44 | EA | MET624 | ME624
LUG304 | 176 | 883.0357 | LK | #6-250MCM CU MECHANICAL LUG | (SOLDERLESS) |  |  | BUR KA29U | MECHANICAL LUGS | P | 2333.35 | 2800.02 | 2029 | 1623 | 2791.8 | 2791.8 | C | LUG304 | BLACKBURN L250
LUG304 | 176 | 883.0357 | LK | #6-250MCM CU MECHANICAL LUG | (SOLDERLESS) |  |  | BUR KA29U | MECHANICAL LUGS | P | 2333.35 | 2800.02 | 2029 | 1623 | 2791.8 | 2791.8 | C | LUG304 | FAB2001
LUG304 | 176 | 883.0357 | LK | #6-250MCM CU MECHANICAL LUG | (SOLDERLESS) |  |  | BUR KA29U | MECHANICAL LUGS | P | 2333.35 | 2800.02 | 2029 | 1623 | 2791.8 | 2791.8 | C | LUG304 | ILSCO CP-250
LUG304 | 176 | 883.0357 | LK | #6-250MCM CU MECHANICAL LUG | (SOLDERLESS) |  |  | BUR KA29U | MECHANICAL LUGS | P | 2333.35 | 2800.02 | 2029 | 1623 | 2791.8 | 2791.8 | C | LUG304 | LU354
LUG306 | 439 | 2500 | LK | 4/0-500MCM CU MECHANICAL LUG | (SOLDERLESS) |  |  | BLKBRN L400/BURNDY KA34 | MECHANICAL LUGS | P | 5593.6 | 4864 | 3891.2 | 3113 | 1171.8 | 5593.6 | C | LUG306 | BLKBRN L400BB
LUG306 | 439 | 2500 | LK | 4/0-500MCM CU MECHANICAL LUG | (SOLDERLESS) |  |  | BLKBRN L400/BURNDY KA34 | MECHANICAL LUGS | P | 5593.6 | 4864 | 3891.2 | 3113 | 1171.8 | 5593.6 | C | LUG306 | BURNDY KA34
LUG306 | 439 | 2500 | LK | 4/0-500MCM CU MECHANICAL LUG | (SOLDERLESS) |  |  | BLKBRN L400/BURNDY KA34 | MECHANICAL LUGS | P | 5593.6 | 4864 | 3891.2 | 3113 | 1171.8 | 5593.6 | C | LUG306 | ILSCO CP-500
LUG306 | 439 | 2500 | LK | 4/0-500MCM CU MECHANICAL LUG | (SOLDERLESS) |  |  | BLKBRN L400/BURNDY KA34 | MECHANICAL LUGS | P | 5593.6 | 4864 | 3891.2 | 3113 | 1171.8 | 5593.6 | C | LUG306 | LU356
LUG306 | 439 | 2500 | LK | 4/0-500MCM CU MECHANICAL LUG | (SOLDERLESS) |  |  | BLKBRN L400/BURNDY KA34 | MECHANICAL LUGS | P | 5593.6 | 4864 | 3891.2 | 3113 | 1171.8 | 5593.6 | C | LUG306 | NSI TL500
LUG306 | 439 | 2500 | LK | 4/0-500MCM CU MECHANICAL LUG | (SOLDERLESS) |  |  | BLKBRN L400/BURNDY KA34 | MECHANICAL LUGS | P | 5593.6 | 4864 | 3891.2 | 3113 | 1171.8 | 5593.6 | C | LUG306 | XHL004
LUG306 | 439 | 2500 | LK | 4/0-500MCM CU MECHANICAL LUG | (SOLDERLESS) |  |  | BLKBRN L400/BURNDY KA34 | MECHANICAL LUGS | P | 5593.6 | 4864 | 3891.2 | 3113 | 1171.8 | 5593.6 | C | LUG306 | XHL023
LUT400 | 0 | 0 | LK | TRANSFORMER BUSHING 2-HOLE LUG |  |  |  |  | TRANSFORMER BUSHING 2-HOLE LUG | P | 4961.1 | 5953.32 | 4314 | 3883 | 0 | 5258.77 | C | LUT400 | LU400
LUT410 | 0 | 0 | LK | QGFL26B2 BARTAP LUG |  |  |  |  | TRANSFORMER BUSHING BARTAP | P | 23.54 | 28.25 | 19.62 | 19.62 | 0 | 24.95 | EA | LUT410 | LU410
LUT420 | 0 | 0 | LK | TRANSFORMER GROUND LUG |  |  | FAR GC-207LA FEMALE | FAR GC-207 MALE (25/box) | TRANSFORMER GROUNDING LUGS | P | 1587 | 1904.4 | 1380 | 1104 | 0 | 1682.22 | C | LUT420 | BLACKBURN TTC2
LUT420 | 0 | 0 | LK | TRANSFORMER GROUND LUG |  |  | FAR GC-207LA FEMALE | FAR GC-207 MALE (25/box) | TRANSFORMER GROUNDING LUGS | P | 1587 | 1904.4 | 1380 | 1104 | 0 | 1682.22 | C | LUT420 | BLACKBURN TTC3
LUT420 | 0 | 0 | LK | TRANSFORMER GROUND LUG |  |  | FAR GC-207LA FEMALE | FAR GC-207 MALE (25/box) | TRANSFORMER GROUNDING LUGS | P | 1587 | 1904.4 | 1380 | 1104 | 0 | 1682.22 | C | LUT420 | FARGO GC207
LUT420 | 0 | 0 | LK | TRANSFORMER GROUND LUG |  |  | FAR GC-207LA FEMALE | FAR GC-207 MALE (25/box) | TRANSFORMER GROUNDING LUGS | P | 1587 | 1904.4 | 1380 | 1104 | 0 | 1682.22 | C | LUT420 | LU420
LUT420 | 0 | 0 | LK | TRANSFORMER GROUND LUG |  |  | FAR GC-207LA FEMALE | FAR GC-207 MALE (25/box) | TRANSFORMER GROUNDING LUGS | P | 1587 | 1904.4 | 1380 | 1104 | 0 | 1682.22 | C | LUT420 | RAA0011
LUG208 | 764 | 764 | LK | 250MCM COMPRESSION LUG 2 HOLE |  |  |  |  | COMPRESSION LUGS ( 2 HOLE) | P | 2089.55 | 2507.46 | 1817 | 1454 | 1485.22 | 2214.92 | C | LUG208 | LU308
LUG208 | 764 | 764 | LK | 250MCM COMPRESSION LUG 2 HOLE |  |  |  |  | COMPRESSION LUGS ( 2 HOLE) | P | 2089.55 | 2507.46 | 1817 | 1454 | 1485.22 | 2214.92 | C | LUG208 | XLK651
LUG210 | 631.71 | 631.71 | LK | 350MCM COMPRESSION LUG 2 HOLE |  |  |  | BUR YA31L | COMPRESSION LUGS ( 2 HOLE) | P | 2716.3 | 3259.56 | 2362 | 1890 | 1228.05 | 2879.28 | C | LUG210 | FAB0416
LUG210 | 631.71 | 631.71 | LK | 350MCM COMPRESSION LUG 2 HOLE |  |  |  | BUR YA31L | COMPRESSION LUGS ( 2 HOLE) | P | 2716.3 | 3259.56 | 2362 | 1890 | 1228.05 | 2879.28 | C | LUG210 | LU310
LUG214 | 1698 | 1698 | LK | 500MCM COMPRESSION LUG 2 HOLE |  |  |  |  | COMPRESSION LUGS ( 2 HOLE) | P | 3849.05 | 4618.86 | 3347 | 2678 | 3300.91 | 4079.99 | C | LUG214 | EL609
LUG214 | 1698 | 1698 | LK | 500MCM COMPRESSION LUG 2 HOLE |  |  |  |  | COMPRESSION LUGS ( 2 HOLE) | P | 3849.05 | 4618.86 | 3347 | 2678 | 3300.91 | 4079.99 | C | LUG214 | LU312
LUG218 | 0 | 1795 | LK | 750MCM COMPRESSION LUG 2 HOLE |  |  |  |  | COMPRESSION LUGS ( 2 HOLE) | P | 6618.25 | 7941.9 | 5755 | 4604 | 0 | 7015.35 | C | LUG218 | LU314
LUG300 | 51 | 180.8851 | LK | #14 - #4 CU MECHANICAL LUG | (SOLDERLESS) |  |  | THM L70 (L70 lug) | MECHANICAL LUGS | P | 500.25 | 600.3 | 435 | 348 | 523.8 | 523.8 | C | LUG300 | BLACKBURN L70
LUG300 | 51 | 180.8851 | LK | #14 - #4 CU MECHANICAL LUG | (SOLDERLESS) |  |  | THM L70 (L70 lug) | MECHANICAL LUGS | P | 500.25 | 600.3 | 435 | 348 | 523.8 | 523.8 | C | LUG300 | BURNDY KA4C
LUG300 | 51 | 180.8851 | LK | #14 - #4 CU MECHANICAL LUG | (SOLDERLESS) |  |  | THM L70 (L70 lug) | MECHANICAL LUGS | P | 500.25 | 600.3 | 435 | 348 | 523.8 | 523.8 | C | LUG300 | FAB0100
LUG300 | 51 | 180.8851 | LK | #14 - #4 CU MECHANICAL LUG | (SOLDERLESS) |  |  | THM L70 (L70 lug) | MECHANICAL LUGS | P | 500.25 | 600.3 | 435 | 348 | 523.8 | 523.8 | C | LUG300 | ILSCO CP-4
LUG300 | 51 | 180.8851 | LK | #14 - #4 CU MECHANICAL LUG | (SOLDERLESS) |  |  | THM L70 (L70 lug) | MECHANICAL LUGS | P | 500.25 | 600.3 | 435 | 348 | 523.8 | 523.8 | C | LUG300 | LU350
LUG300 | 51 | 180.8851 | LK | #14 - #4 CU MECHANICAL LUG | (SOLDERLESS) |  |  | THM L70 (L70 lug) | MECHANICAL LUGS | P | 500.25 | 600.3 | 435 | 348 | 523.8 | 523.8 | C | LUG300 | NSI TL4
LUG302 | 83 | 636.9861 | LK | #8-1/0 CU MECHANICAL LUG | (SOLDERLESS) |  |  | THM L125BB (L125 lug) | MECHANICAL LUGS | P | 1074.1 | 1288.92 | 934 | 747 | 1387.8 | 1387.8 | C | LUG302 | BLACKBURN L125
LUG302 | 83 | 636.9861 | LK | #8-1/0 CU MECHANICAL LUG | (SOLDERLESS) |  |  | THM L125BB (L125 lug) | MECHANICAL LUGS | P | 1074.1 | 1288.92 | 934 | 747 | 1387.8 | 1387.8 | C | LUG302 | BURNDY KA25
LUG302 | 83 | 636.9861 | LK | #8-1/0 CU MECHANICAL LUG | (SOLDERLESS) |  |  | THM L125BB (L125 lug) | MECHANICAL LUGS | P | 1074.1 | 1288.92 | 934 | 747 | 1387.8 | 1387.8 | C | LUG302 | EL079
LUG302 | 83 | 636.9861 | LK | #8-1/0 CU MECHANICAL LUG | (SOLDERLESS) |  |  | THM L125BB (L125 lug) | MECHANICAL LUGS | P | 1074.1 | 1288.92 | 934 | 747 | 1387.8 | 1387.8 | C | LUG302 | EL123
LUG302 | 83 | 636.9861 | LK | #8-1/0 CU MECHANICAL LUG | (SOLDERLESS) |  |  | THM L125BB (L125 lug) | MECHANICAL LUGS | P | 1074.1 | 1288.92 | 934 | 747 | 1387.8 | 1387.8 | C | LUG302 | FAB0101
LUG302 | 83 | 636.9861 | LK | #8-1/0 CU MECHANICAL LUG | (SOLDERLESS) |  |  | THM L125BB (L125 lug) | MECHANICAL LUGS | P | 1074.1 | 1288.92 | 934 | 747 | 1387.8 | 1387.8 | C | LUG302 | ILSCO CP-0
LUG302 | 83 | 636.9861 | LK | #8-1/0 CU MECHANICAL LUG | (SOLDERLESS) |  |  | THM L125BB (L125 lug) | MECHANICAL LUGS | P | 1074.1 | 1288.92 | 934 | 747 | 1387.8 | 1387.8 | C | LUG302 | LU352
LUG302 | 83 | 636.9861 | LK | #8-1/0 CU MECHANICAL LUG | (SOLDERLESS) |  |  | THM L125BB (L125 lug) | MECHANICAL LUGS | P | 1074.1 | 1288.92 | 934 | 747 | 1387.8 | 1387.8 | C | LUG302 | NSI TL1/0
LOK286 | 0 | 0 | LK | 3/4" MF LOCKNUT |  |  |  |  | MF LOCKNUTS | P | 82.8 | 99.36 | 72 | 72 | 0 | 87.77 | C | LOK286 | LO286
LUB100 | 6.22 | 9.0375 | LK | ONE QUART PULLING COMPOUND | (SOAP) |  | IDE 31-388 | APC J-35 (1qt) | WIRE LUBE OR PULLING COMPOUND | P | 11.8 | 14.16 | 9.77 | 8.79 | 16.74 | 16.53 | EA | LUB100 | LU200
LUB100 | 6.22 | 9.0375 | LK | ONE QUART PULLING COMPOUND | (SOAP) |  | IDE 31-388 | APC J-35 (1qt) | WIRE LUBE OR PULLING COMPOUND | P | 11.8 | 14.16 | 9.77 | 8.79 | 16.74 | 16.53 | EA | LUB100 | QAD0003
LUB100 | 6.22 | 9.0375 | LK | ONE QUART PULLING COMPOUND | (SOAP) |  | IDE 31-388 | APC J-35 (1qt) | WIRE LUBE OR PULLING COMPOUND | P | 11.8 | 14.16 | 9.77 | 8.79 | 16.74 | 16.53 | EA | LUB100 | QAD0005
LUG200 | 380 | 380 | LK | #1/0 COMPRESSION LUG 2 HOLE |  |  |  | BUR YA25LBOX | COMPRESSION LUGS ( 2 HOLE) | P | 1181.05 | 1417.26 | 1027 | 822 | 738.72 | 1251.91 | C | LUG200 | FAB0410
LUG200 | 380 | 380 | LK | #1/0 COMPRESSION LUG 2 HOLE |  |  |  | BUR YA25LBOX | COMPRESSION LUGS ( 2 HOLE) | P | 1181.05 | 1417.26 | 1027 | 822 | 738.72 | 1251.91 | C | LUG200 | LU300
LUG200 | 380 | 380 | LK | #1/0 COMPRESSION LUG 2 HOLE |  |  |  | BUR YA25LBOX | COMPRESSION LUGS ( 2 HOLE) | P | 1181.05 | 1417.26 | 1027 | 822 | 738.72 | 1251.91 | C | LUG200 | ZWF138
LUG202 | 483 | 483 | LK | #2/0 COMPRESSION LUG 2 HOLE |  |  |  |  | COMPRESSION LUGS ( 2 HOLE) | P | 1381.15 | 1657.38 | 1201 | 961 | 938.95 | 1464.02 | C | LUG202 | EL077
LUG202 | 483 | 483 | LK | #2/0 COMPRESSION LUG 2 HOLE |  |  |  |  | COMPRESSION LUGS ( 2 HOLE) | P | 1381.15 | 1657.38 | 1201 | 961 | 938.95 | 1464.02 | C | LUG202 | LU302
LUG204 | 638 | 638 | LK | #3/0 COMPRESSION LUG 2 HOLE |  |  | BUR YA272N | BUR YA27LBOX | COMPRESSION LUGS ( 2 HOLE) | P | 1683.6 | 2020.32 | 1464 | 1171 | 1240.27 | 1784.62 | C | LUG204 | BURNDY YA27-2N
LUG204 | 638 | 638 | LK | #3/0 COMPRESSION LUG 2 HOLE |  |  | BUR YA272N | BUR YA27LBOX | COMPRESSION LUGS ( 2 HOLE) | P | 1683.6 | 2020.32 | 1464 | 1171 | 1240.27 | 1784.62 | C | LUG204 | BURNDY YA272N
LUG204 | 638 | 638 | LK | #3/0 COMPRESSION LUG 2 HOLE |  |  | BUR YA272N | BUR YA27LBOX | COMPRESSION LUGS ( 2 HOLE) | P | 1683.6 | 2020.32 | 1464 | 1171 | 1240.27 | 1784.62 | C | LUG204 | FAB0411
LUG204 | 638 | 638 | LK | #3/0 COMPRESSION LUG 2 HOLE |  |  | BUR YA272N | BUR YA27LBOX | COMPRESSION LUGS ( 2 HOLE) | P | 1683.6 | 2020.32 | 1464 | 1171 | 1240.27 | 1784.62 | C | LUG204 | FAB0412
LUG204 | 638 | 638 | LK | #3/0 COMPRESSION LUG 2 HOLE |  |  | BUR YA272N | BUR YA27LBOX | COMPRESSION LUGS ( 2 HOLE) | P | 1683.6 | 2020.32 | 1464 | 1171 | 1240.27 | 1784.62 | C | LUG204 | LU304
LUG204 | 638 | 638 | LK | #3/0 COMPRESSION LUG 2 HOLE |  |  | BUR YA272N | BUR YA27LBOX | COMPRESSION LUGS ( 2 HOLE) | P | 1683.6 | 2020.32 | 1464 | 1171 | 1240.27 | 1784.62 | C | LUG204 | ZWF139
LUG206 | 629 | 629 | LK | #4/0 COMPRESSION LUG 2 HOLE |  |  |  | BUR YA28-2N | COMPRESSION LUGS ( 2 HOLE) | P | 1875.65 | 2250.78 | 1631 | 1305 | 1222.78 | 1988.19 | C | LUG206 | FAB0415
LUG206 | 629 | 629 | LK | #4/0 COMPRESSION LUG 2 HOLE |  |  |  | BUR YA28-2N | COMPRESSION LUGS ( 2 HOLE) | P | 1875.65 | 2250.78 | 1631 | 1305 | 1222.78 | 1988.19 | C | LUG206 | LU306
LUG206 | 629 | 629 | LK | #4/0 COMPRESSION LUG 2 HOLE |  |  |  | BUR YA28-2N | COMPRESSION LUGS ( 2 HOLE) | P | 1875.65 | 2250.78 | 1631 | 1305 | 1222.78 | 1988.19 | C | LUG206 | ZWF141
LOK262 | 142.26 | 191.6 | LK | 2 1/2" CONDUIT LOCKNUT |  |  |  | STC LN107 | CONDUIT LOCKNUTS | P | 706.02 | 847.22 | 613.93 | 1062 | 276.56 | 706.02 | C | LOK262 | BAA0701
LOK262 | 142.26 | 191.6 | LK | 2 1/2" CONDUIT LOCKNUT |  |  |  | STC LN107 | CONDUIT LOCKNUTS | P | 706.02 | 847.22 | 613.93 | 1062 | 276.56 | 706.02 | C | LOK262 | LO262
LOK264 | 205 | 195.6364 | LK | 3" CONDUIT LOCKNUT |  |  |  | STL CTY LN108 | CONDUIT LOCKNUTS | P | 785.91 | 943.09 | 683.4 | 1387 | 398.52 | 785.91 | C | LOK264 | APPLETON BL-300
LOK264 | 205 | 195.6364 | LK | 3" CONDUIT LOCKNUT |  |  |  | STL CTY LN108 | CONDUIT LOCKNUTS | P | 785.91 | 943.09 | 683.4 | 1387 | 398.52 | 785.91 | C | LOK264 | BRIDGEPORT 108-S
LOK264 | 205 | 195.6364 | LK | 3" CONDUIT LOCKNUT |  |  |  | STL CTY LN108 | CONDUIT LOCKNUTS | P | 785.91 | 943.09 | 683.4 | 1387 | 398.52 | 785.91 | C | LOK264 | COOPER CRS H 18
LOK264 | 205 | 195.6364 | LK | 3" CONDUIT LOCKNUT |  |  |  | STL CTY LN108 | CONDUIT LOCKNUTS | P | 785.91 | 943.09 | 683.4 | 1387 | 398.52 | 785.91 | C | LOK264 | DOTTIE LN300
LOK264 | 205 | 195.6364 | LK | 3" CONDUIT LOCKNUT |  |  |  | STL CTY LN108 | CONDUIT LOCKNUTS | P | 785.91 | 943.09 | 683.4 | 1387 | 398.52 | 785.91 | C | LOK264 | EGS (NEER) L-800
LOK264 | 205 | 195.6364 | LK | 3" CONDUIT LOCKNUT |  |  |  | STL CTY LN108 | CONDUIT LOCKNUTS | P | 785.91 | 943.09 | 683.4 | 1387 | 398.52 | 785.91 | C | LOK264 | LO264
LOK264 | 205 | 195.6364 | LK | 3" CONDUIT LOCKNUT |  |  |  | STL CTY LN108 | CONDUIT LOCKNUTS | P | 785.91 | 943.09 | 683.4 | 1387 | 398.52 | 785.91 | C | LOK264 | STL CTY LN108
LOK266 | 0 | 366.9565 | LK | 4" CONDUIT LOCKNUT |  |  |  | THM LN110/REG 810 | CONDUIT LOCKNUTS | P | 1467.73 | 1761.28 | 1276.29 | 2865 | 766.8 | 1467.73 | C | LOK266 | BAA1001
LOK266 | 0 | 366.9565 | LK | 4" CONDUIT LOCKNUT |  |  |  | THM LN110/REG 810 | CONDUIT LOCKNUTS | P | 1467.73 | 1761.28 | 1276.29 | 2865 | 766.8 | 1467.73 | C | LOK266 | LO266
LOK266 | 0 | 366.9565 | LK | 4" CONDUIT LOCKNUT |  |  |  | THM LN110/REG 810 | CONDUIT LOCKNUTS | P | 1467.73 | 1761.28 | 1276.29 | 2865 | 766.8 | 1467.73 | C | LOK266 | XHL040
LOK280 | 0 | 18 | LK | 3/8" MF LOCKNUT |  |  |  | CHN 3510 | MF LOCKNUTS | P | 35.65 | 42.78 | 31 | 31 | 38.5 | 37.79 | C | LOK280 | LO280
LOK280 | 0 | 18 | LK | 3/8" MF LOCKNUT |  |  |  | CHN 3510 | MF LOCKNUTS | P | 35.65 | 42.78 | 31 | 31 | 38.5 | 37.79 | C | LOK280 | RAB0040
LOK282 | 0 | 0 | LK | 1/2" MF LOCKNUT |  |  |  |  | MF LOCKNUTS | P | 46 | 55.2 | 40 | 40 | 0 | 48.76 | C | LOK282 | LO282
LOK284 | 0 | 0 | LK | 5/8" MF LOCKNUT |  |  |  | CHN 3512/MGR DF3N4 (1250/box)( | MF LOCKNUTS | P | 46 | 55.2 | 40 | 40 | 0 | 48.76 | C | LOK284 | LO284
LOK284 | 0 | 0 | LK | 5/8" MF LOCKNUT |  |  |  | CHN 3512/MGR DF3N4 (1250/box)( | MF LOCKNUTS | P | 46 | 55.2 | 40 | 40 | 0 | 48.76 | C | LOK284 | RAB0041
LOK250 | 11 | 11.3333 | LK | 1/2" CONDUIT LOCKNUT |  |  |  | STC LN101 | CONDUIT LOCKNUTS | P | 43.1 | 51.72 | 37.48 | 43 | 27 | 43.1 | C | LOK250 | BAA0101
LOK250 | 11 | 11.3333 | LK | 1/2" CONDUIT LOCKNUT |  |  |  | STC LN101 | CONDUIT LOCKNUTS | P | 43.1 | 51.72 | 37.48 | 43 | 27 | 43.1 | C | LOK250 | LO250
LOK252 | 15 | 14.86 | LK | 3/4" CONDUIT LOCKNUT |  |  |  | STC LN102 | CONDUIT LOCKNUTS | P | 55.82 | 66.99 | 48.54 | 64 | 31 | 55.82 | C | LOK252 | BAA0201
LOK252 | 15 | 14.86 | LK | 3/4" CONDUIT LOCKNUT |  |  |  | STC LN102 | CONDUIT LOCKNUTS | P | 55.82 | 66.99 | 48.54 | 64 | 31 | 55.82 | C | LOK252 | LO252
LOK254 | 26 | 25.7 | LK | 1" CONDUIT LOCKNUT |  |  |  | THM LN103 | CONDUIT LOCKNUTS | P | 97.93 | 117.52 | 85.16 | 111 | 59.4 | 97.93 | C | LOK254 | BAA0301
LOK254 | 26 | 25.7 | LK | 1" CONDUIT LOCKNUT |  |  |  | THM LN103 | CONDUIT LOCKNUTS | P | 97.93 | 117.52 | 85.16 | 111 | 59.4 | 97.93 | C | LOK254 | LO254
LOK256 | 39 | 38.6 | LK | 1 1/4" CONDUIT LOCKNUT |  |  |  | STC LN104 | CONDUIT LOCKNUTS | P | 143.74 | 172.49 | 124.99 | 187 | 75.82 | 143.74 | C | LOK256 | BAA0401
LOK256 | 39 | 38.6 | LK | 1 1/4" CONDUIT LOCKNUT |  |  |  | STC LN104 | CONDUIT LOCKNUTS | P | 143.74 | 172.49 | 124.99 | 187 | 75.82 | 143.74 | C | LOK256 | LO256
LOK258 | 54 | 53.996 | LK | 1 1/2" CONDUIT LOCKNUT |  |  |  | THM LN105 | CONDUIT LOCKNUTS | P | 205.94 | 247.13 | 179.08 | 287 | 118.8 | 205.94 | C | LOK258 | BAA0501
LOK258 | 54 | 53.996 | LK | 1 1/2" CONDUIT LOCKNUT |  |  |  | THM LN105 | CONDUIT LOCKNUTS | P | 205.94 | 247.13 | 179.08 | 287 | 118.8 | 205.94 | C | LOK258 | LO258
LOK260 | 74 | 72.4778 | LK | 2" CONDUIT LOCKNUT |  |  |  | THM LN106 (25/box) | CONDUIT LOCKNUTS | P | 279.59 | 335.51 | 243.12 | 420 | 143.86 | 279.59 | C | LOK260 | BAA0601
LOK260 | 74 | 72.4778 | LK | 2" CONDUIT LOCKNUT |  |  |  | THM LN106 (25/box) | CONDUIT LOCKNUTS | P | 279.59 | 335.51 | 243.12 | 420 | 143.86 | 279.59 | C | LOK260 | LO260
LIG280 | 0 | 0 | LK | 400W HPS FIXTURE W/LAMP |  |  |  | HBL MHS-Y400S-468-1 QD | LIGHT FIXTURES | P | 454.84 | 545.81 | 454.84 | 432.1 | 0 | 482.13 | EA | LIG280 | LI470
LIG280 | 0 | 0 | LK | 400W HPS FIXTURE W/LAMP |  |  |  | HBL MHS-Y400S-468-1 QD | LIGHT FIXTURES | P | 454.84 | 545.81 | 454.84 | 432.1 | 0 | 482.13 | EA | LIG280 | OAG0400
LIG300 | 0 | 0 | LK | 1000W HPS FIXTURE WITH LAMP |  |  |  |  | LIGHT FIXTURES | P | 741.3 | 889.56 | 741.3 | 704.24 | 0 | 785.78 | EA | LIG300 | LI471
LIB400 | 0 | 0 | LK | 2"" SLIPFITTER BRACKET |  |  |  | 78-5988-31032 | BULLHORNS, BASES FOR LIGHTS | P | 71.7 | 86.04 | 71.7 | 60.95 | 0 | 72.35 | EA | LIB400 | LI472
LIB100 | 0 | 0 | LK | TCB-1 CLAMP BRACKET |  |  |  | 78-5988-49650 | TCB BRACKETS | P | 297.1 | 356.52 | 297.1 | 252.54 | 305.59 | 299.93 | EA | LIB100 | LI491
LIB120 | 0 | 0 | LK | TCB-2 CLAMP BRACKET |  |  |  | 78-5988-49655 | TCB BRACKETS | P | 487.05 | 584.46 | 487.05 | 413.99 | 526.01 | 526.01 | EA | LIB120 | LI492
LOC200 | 0 | 0 | LK | GROUND FAULT LOCATOR |  |  |  |  | LOCATOR | P | 75 | 90 | 75 | 75 | 0 | 79.5 | EA | LOC200 | LO200
LIG140 | 0 | 184.47 | LK | 8 FT 2 LIGHT WET LOCATION | HO FLOURESCENT FIXTURE |  |  |  | LIGHT FIXTURES | P | 326.08 | 391.3 | 326.08 | 277.17 | 462.24 | 428 | EA | LIG140 | LI454
LIG160 | 0 | 114.57 | LK | 4 FT 2 LIGHT WET LOCATION | HO FLOURESCENT FIXTURE | LUN4-232-EU |  |  | LIGHT FIXTURES | P | 252.77 | 303.32 | 252.77 | 227.49 | 462.24 | 428 | EA | LIG160 | LI455
LIG200 | 0 | 0 | LK | GUARD LIGHT 120V |  |  |  |  | LIGHT FIXTURES | P | 129 | 154.8 | 112 | 100.8 | 0 | 129 | EA | LIG200 | LI458
LIG240 | 194.25 | 217.4 | LK | 400W METAL HALIDE FIXTURE | W/LAMP |  |  | HBL BL-A400P8 WH QUAD | LIGHT FIXTURES | P | 499.25 | 599.1 | 434 | 412.3 | 383.4 | 412 | EA | LIG240 | LI468
LIG240 | 194.25 | 217.4 | LK | 400W METAL HALIDE FIXTURE | W/LAMP |  |  | HBL BL-A400P8 WH QUAD | LIGHT FIXTURES | P | 499.25 | 599.1 | 434 | 412.3 | 383.4 | 412 | EA | LIG240 | OAG1400
LIG240 | 194.25 | 217.4 | LK | 400W METAL HALIDE FIXTURE | W/LAMP |  |  | HBL BL-A400P8 WH QUAD | LIGHT FIXTURES | P | 499.25 | 599.1 | 434 | 412.3 | 383.4 | 412 | EA | LIG240 | XHL027
LIG240 | 194.25 | 217.4 | LK | 400W METAL HALIDE FIXTURE | W/LAMP |  |  | HBL BL-A400P8 WH QUAD | LIGHT FIXTURES | P | 499.25 | 599.1 | 434 | 412.3 | 383.4 | 412 | EA | LIG240 | XLK094
LIG240 | 194.25 | 217.4 | LK | 400W METAL HALIDE FIXTURE | W/LAMP |  |  | HBL BL-A400P8 WH QUAD | LIGHT FIXTURES | P | 499.25 | 599.1 | 434 | 412.3 | 383.4 | 412 | EA | LIG240 | XLK1162
LIG240 | 194.25 | 217.4 | LK | 400W METAL HALIDE FIXTURE | W/LAMP |  |  | HBL BL-A400P8 WH QUAD | LIGHT FIXTURES | P | 499.25 | 599.1 | 434 | 412.3 | 383.4 | 412 | EA | LIG240 | XSB023
LIGD112 | 0 | 0 | LK | AMBER DIALCO PILOT LIGHT | W/O LAMP |  |  |  | PANEL LIGHTS | P | 32.45 | 38.94 | 29.5 | 26.55 | 35.05 | 34.4 | EA | LIGD112 | LI408
LIGD112 | 0 | 0 | LK | AMBER DIALCO PILOT LIGHT | W/O LAMP |  |  |  | PANEL LIGHTS | P | 32.45 | 38.94 | 29.5 | 26.55 | 35.05 | 34.4 | EA | LIGD112 | LIG408
LIGI100 | 0 | 0 | LK | GREEN IDEC PILOT LIGHT W/LAMP |  |  |  |  | PANEL LIGHTS | P | 50.43 | 60.52 | 43.85 | 39.47 | 54.46 | 53.46 | EA | LIGI100 | LI416
LIGI106 | 49.92 | 49.92 | LK | RED IDEC PILOT LIGHT W/LAMP |  |  |  |  | PANEL LIGHTS | P | 50.43 | 60.52 | 43.85 | 39.47 | 97.05 | 53.46 | EA | LIGI106 | LI418
LIGI112 | 49.92 | 49.92 | LK | AMBER IDEC PILOT LIGHT W/LAMP |  |  |  |  | PANEL LIGHTS | P | 50.43 | 60.52 | 43.85 | 39.47 | 97.05 | 53.46 | EA | LIGI112 | LI420
LIG100 | 0 | 52.86 | LK | 500W QUARTZ WIDE BEAM | FLOOD FIXTURE |  |  |  | LIGHT FIXTURES | P | 78.27 | 93.92 | 71.15 | 64.04 | 87.32 | 87.32 | EA | LIG100 | LI450
LET500 | 0 | 0 | LK | SMALL ENGRAVED LETTERS | (1/8 TO 3/8 INCH) |  |  |  | ENGRAVED LETTERS | P | 0.37 | 0.44 | 0.32 | 0.29 | 0 | 0.39 | EA | LET500 | LE500
LET502 | 0 | 0 | LK | LARGE ENGRAVED LETTERS | (1/2 INCH) |  |  |  | ENGRAVED LETTERS | P | 0.74 | 0.89 | 0.64 | 0.58 | 0 | 0.78 | EA | LET502 | LE502
LET504 | 0 | 0 | LK | SQUARE INCH BLANK |  |  |  |  | ENGRAVED LETTERS | P | 0.35 | 0.42 | 0.3 | 0.27 | 0 | 0.37 | IN | LET504 | LE504
LIGD100 | 0 | 0 | LK | GREEN DIALCO PILOT LIGHT | W/O LAMP |  |  |  | PANEL LIGHTS | P | 32.45 | 38.94 | 29.5 | 26.55 | 35.05 | 34.4 | EA | LIGD100 | LI400
LIGD100 | 0 | 0 | LK | GREEN DIALCO PILOT LIGHT | W/O LAMP |  |  |  | PANEL LIGHTS | P | 32.45 | 38.94 | 29.5 | 26.55 | 35.05 | 34.4 | EA | LIGD100 | LIG400
LAM226 | 0 | 1.928 | LK | 34 WATT #F40CW/RS/EW | LAMP 48"" FLOURESCENT |  |  |  | LAMPS | P | 7.8 | 9.36 | 7.8 | 5.85 | 8.27 | 8.27 | EA | LAM226 | LA530
LAM228 | 10.49 | 4.97 | LK | 39 W #F48T12/CW/HO LAMP | 48"" FLOURESCENT |  |  |  | LAMPS | P | 22.54 | 27.05 | 22.54 | 18.96 | 20.39 | 23.89 | EA | LAM228 | LA531
LAM230 | 0 | 4.26 | LK | 500 WATT QUARTZ LAMP |  |  |  |  | LAMPS | P | 43.75 | 52.5 | 32.63 | 16.32 | 10.08 | 32.63 | EA | LAM230 | LA532
LAM234 | 0 | 0.71 | LK | 120 MB #120MB MB MINBAY | LAMP, 120V |  |  | CAN 120MB (10/box) | LAMPS | P | 4.09 | 4.91 | 3.05 | 2.44 | 0.78 | 4.34 | EA | LAM234 | LA534
LAM234 | 0 | 0.71 | LK | 120 MB #120MB MB MINBAY | LAMP, 120V |  |  | CAN 120MB (10/box) | LAMPS | P | 4.09 | 4.91 | 3.05 | 2.44 | 0.78 | 4.34 | EA | LAM234 | PAC0009
LAM236 | 0 | 0.41 | LK | BULB MINI .073A 24V |  |  | CAN 24MB 24V | CAN 24PSB | LAMPS | P | 3.38 | 4.06 | 2.52 | 2.27 | 3.38 | 3.58 | EA | LAM236 | LA536
LAM236 | 0 | 0.41 | LK | BULB MINI .073A 24V |  |  | CAN 24MB 24V | CAN 24PSB | LAMPS | P | 3.38 | 4.06 | 2.52 | 2.27 | 3.38 | 3.58 | EA | LAM236 | PAC0004
LAM236 | 0 | 0.41 | LK | BULB MINI .073A 24V |  |  | CAN 24MB 24V | CAN 24PSB | LAMPS | P | 3.38 | 4.06 | 2.52 | 2.27 | 3.38 | 3.58 | EA | LAM236 | PAC0008
LAM550 | 0 | 1.68 | LK | LAMPHOLDER MEDIUM BASE PAR |  |  |  | STN 3300BULK | LAMPHOLDER | P | 13.22 | 15.86 | 10.58 | 8.99 | 5.67 | 14.01 | EA | LAM550 | LA550
LAM550 | 0 | 1.68 | LK | LAMPHOLDER MEDIUM BASE PAR |  |  |  | STN 3300BULK | LAMPHOLDER | P | 13.22 | 15.86 | 10.58 | 8.99 | 5.67 | 14.01 | EA | LAM550 | OAH0010
LAM214 | 19.01 | 17.96 | LK | 400 WATT, MH MOGUL BASE | LAMP #MH400/U |  |  |  | LAMPS | P | 95.72 | 114.86 | 87.02 | 65.27 | 34.65 | 101.46 | EA | LAM214 | LA522
LAM214 | 19.01 | 17.96 | LK | 400 WATT, MH MOGUL BASE | LAMP #MH400/U |  |  |  | LAMPS | P | 95.72 | 114.86 | 87.02 | 65.27 | 34.65 | 101.46 | EA | LAM214 | XLK977
LAM214 | 19.01 | 17.96 | LK | 400 WATT, MH MOGUL BASE | LAMP #MH400/U |  |  |  | LAMPS | P | 95.72 | 114.86 | 87.02 | 65.27 | 34.65 | 101.46 | EA | LAM214 | XSL400
LAM218 | 0 | 13.33 | LK | 175 WATT #H39KC175/DX | MERCURY VAPOR LAMP |  |  |  | LAMPS | P | 53.95 | 64.74 | 49.05 | 44.15 | 25.92 | 57.19 | EA | LAM218 | LA526
LAM220 | 0 | 6.7 | LK | 96" FLOURESCENT LAMP | HIGH OUTPUT |  |  | OSRA F96T12/CW/HO-O (15/box) | LAMPS | P | 21.7 | 26.04 | 21.7 | 16.28 | 8.18 | 23 | EA | LAM220 | LA527
LAM220 | 0 | 6.7 | LK | 96" FLOURESCENT LAMP | HIGH OUTPUT |  |  | OSRA F96T12/CW/HO-O (15/box) | LAMPS | P | 21.7 | 26.04 | 21.7 | 16.28 | 8.18 | 23 | EA | LAM220 | PAF2399
LAM222 | 0 | 5 | LK | BULB FLUORESCENT COOL WHTIE 75 | SLIMELINE 75W 8FT |  |  | OSRA F96T 12/CWX | LAMPS | P | 17.73 | 21.28 | 17.73 | 13.3 | 18.79 | 18.79 | EA | LAM222 | LA528
LAM222 | 0 | 5 | LK | BULB FLUORESCENT COOL WHTIE 75 | SLIMELINE 75W 8FT |  |  | OSRA F96T 12/CWX | LAMPS | P | 17.73 | 21.28 | 17.73 | 13.3 | 18.79 | 18.79 | EA | LAM222 | PAF2360
LAM224 | 0 | 2.49 | LK | 4-FT T8 FLOURESCENT BULB |  |  | OSRA F34CW/SS/ECO (30/box) | OSRA FO32/741/ECO RS (30/box) | LAMPS | P | 10.39 | 12.47 | 10.39 | 9.35 | 4.97 | 18.03 | EA | LAM224 | GEN ELEC F32T8/SP41/ECO
LAM224 | 0 | 2.49 | LK | 4-FT T8 FLOURESCENT BULB |  |  | OSRA F34CW/SS/ECO (30/box) | OSRA FO32/741/ECO RS (30/box) | LAMPS | P | 10.39 | 12.47 | 10.39 | 9.35 | 4.97 | 18.03 | EA | LAM224 | LA529
LAM224 | 0 | 2.49 | LK | 4-FT T8 FLOURESCENT BULB |  |  | OSRA F34CW/SS/ECO (30/box) | OSRA FO32/741/ECO RS (30/box) | LAMPS | P | 10.39 | 12.47 | 10.39 | 9.35 | 4.97 | 18.03 | EA | LAM224 | OSRAM SYL FO32/741/ECO
LAM224 | 0 | 2.49 | LK | 4-FT T8 FLOURESCENT BULB |  |  | OSRA F34CW/SS/ECO (30/box) | OSRA FO32/741/ECO RS (30/box) | LAMPS | P | 10.39 | 12.47 | 10.39 | 9.35 | 4.97 | 18.03 | EA | LAM224 | PAF2134
LAM224 | 0 | 2.49 | LK | 4-FT T8 FLOURESCENT BULB |  |  | OSRA F34CW/SS/ECO (30/box) | OSRA FO32/741/ECO RS (30/box) | LAMPS | P | 10.39 | 12.47 | 10.39 | 9.35 | 4.97 | 18.03 | EA | LAM224 | PAF2135
LAM224 | 0 | 2.49 | LK | 4-FT T8 FLOURESCENT BULB |  |  | OSRA F34CW/SS/ECO (30/box) | OSRA FO32/741/ECO RS (30/box) | LAMPS | P | 10.39 | 12.47 | 10.39 | 9.35 | 4.97 | 18.03 | EA | LAM224 | PHL 272484 F32T8/TL741/ALTO
LAM224 | 0 | 2.49 | LK | 4-FT T8 FLOURESCENT BULB |  |  | OSRA F34CW/SS/ECO (30/box) | OSRA FO32/741/ECO RS (30/box) | LAMPS | P | 10.39 | 12.47 | 10.39 | 9.35 | 4.97 | 18.03 | EA | LAM224 | PHL 272559 F32T8/TL741/ALTO/
LAM224 | 0 | 2.49 | LK | 4-FT T8 FLOURESCENT BULB |  |  | OSRA F34CW/SS/ECO (30/box) | OSRA FO32/741/ECO RS (30/box) | LAMPS | P | 10.39 | 12.47 | 10.39 | 9.35 | 4.97 | 18.03 | EA | LAM224 | PHL 272690 F32T8/TL741 UPC
LAM202 | 0 | 0 | LK | 100 WATT HPS LAMP #C100S54/M |  |  |  |  | LAMPS | P | 103.65 | 124.38 | 94.23 | 70.67 | 57.67 | 109.87 | EA | LAM202 | LA511
LAM204 | 0 | 29.92 | LK | 150 WATT, HPS MOGUL | BASE LAMP #C150S55/C |  |  | OSRA LU150/55/ECO ED23-1/2 | LAMPS | P | 164.45 | 197.34 | 149.5 | 112.13 | 42.12 | 174.32 | EA | LAM204 | LA512
LAM204 | 0 | 29.92 | LK | 150 WATT, HPS MOGUL | BASE LAMP #C150S55/C |  |  | OSRA LU150/55/ECO ED23-1/2 | LAMPS | P | 164.45 | 197.34 | 149.5 | 112.13 | 42.12 | 174.32 | EA | LAM204 | PAG2150
LAM206 | 13.75 | 13.75 | LK | 250 WATT, HPS MOGUL | BASE LAMP #C250S50 |  |  | OSRA LU250/ECO CLR E18MOG | LAMPS | P | 111.24 | 133.49 | 101.13 | 75.85 | 26.73 | 117.91 | EA | LAM206 | LA514
LAM206 | 13.75 | 13.75 | LK | 250 WATT, HPS MOGUL | BASE LAMP #C250S50 |  |  | OSRA LU250/ECO CLR E18MOG | LAMPS | P | 111.24 | 133.49 | 101.13 | 75.85 | 26.73 | 117.91 | EA | LAM206 | PAG2250
LAM208 | 0 | 15.26 | LK | 400 WATT, HPS MOGUL | BASE LAMP #C400S51 |  |  | OSRA M175/U BT28MOG | LAMPS | P | 114.32 | 137.18 | 103.93 | 77.95 | 45.09 | 121.18 | EA | LAM208 | LA516
LAM210 | 2.11 | 23.2739 | LK | 150/175 WATT, MH MOGUL | BASE LAMP #MH175/U |  |  | OSRA M175/U BT28MOG | LAMPS | P | 95.6 | 114.72 | 86.91 | 65.18 | 42.12 | 101.34 | EA | LAM210 | LA518
LAM210 | 2.11 | 23.2739 | LK | 150/175 WATT, MH MOGUL | BASE LAMP #MH175/U |  |  | OSRA M175/U BT28MOG | LAMPS | P | 95.6 | 114.72 | 86.91 | 65.18 | 42.12 | 101.34 | EA | LAM210 | PAG3175
LAM210 | 2.11 | 23.2739 | LK | 150/175 WATT, MH MOGUL | BASE LAMP #MH175/U |  |  | OSRA M175/U BT28MOG | LAMPS | P | 95.6 | 114.72 | 86.91 | 65.18 | 42.12 | 101.34 | EA | LAM210 | XLK653
LAM212 | 0 | 37.67 | LK | 250 WATT, MH MOGUL BASE | LAMP #MH250/U |  |  |  | LAMPS | P | 109.04 | 130.85 | 99.13 | 74.35 | 27.27 | 115.58 | EA | LAM212 | LA520
LAP100 | 0 | 0 | LK | WIRING DIAGRAM LAMINATION |  |  |  |  | LAMINATED WIRING DIAGRAM | P | 1.95 | 2.44 | 1.95 | 1.46 | 0 | 2.07 | EA | LAP100 | LA500
LAM200 | 0 | 2.02 | LK | 6 WATT, 130V LAMP #6S6/CL-130V |  |  |  | PLPS 6S6 | LAMPS | P | 5.54 | 6.65 | 3.94 | 3.15 | 5.09 | 5.87 | EA | LAM200 | PAD1006
HUM344 | 0 | 0 | LK | 3" KEYSTOCK FOR HUB QD |  |  |  |  | QD HUB KEYSTOCK | P | 8.96 | 10.75 | 8.96 | 8.96 | 0 | 9.5 | EA | HUM344 | HU344
HUM320 | 0 | 49.62 | LK | 2 7/8" E SHEAVE HUB QD |  |  |  |  | QD SHEAVE HUBS | P | 72.66 | 87.19 | 72.66 | 58.13 | 145.8 | 77.02 | EA | HUM320 | HU320
HUM322 | 0 | 85.18 | LK | 3-3/8" E SHEAVE HUB QD |  |  |  |  | QD SHEAVE HUBS | P | 72.66 | 87.19 | 72.66 | 58.13 | 145.32 | 145.3 | EA | HUM322 | HU322
HUM324 | 0 | 0 | LK | 2 1/8" F SHEAVE HUB QD |  |  |  |  | QD SHEAVE HUBS | P | 130.2 | 156.24 | 130.2 | 104.16 | 0 | 138.01 | EA | HUM324 | HU324
HUM326 | 0 | 0 | LK | 2-3/8" F SHEAVE HUB QD |  |  |  |  | QD SHEAVE HUBS | P | 130.2 | 156.24 | 130.2 | 104.16 | 0 | 138.01 | EA | HUM326 | HU326
HUM328 | 0 | 0 | LK | 2-7/8" F SHEAVE HUB QD |  |  |  |  | QD SHEAVE HUBS | P | 130.2 | 156.24 | 130.2 | 104.16 | 0 | 138.01 | EA | HUM328 | HU328
HUM330 | 0 | 0 | LK | 3-3/8" F SHEAVE HUB QD |  |  |  |  | QD SHEAVE HUBS | P | 130.2 | 156.24 | 130.2 | 104.16 | 0 | 138.01 | EA | HUM330 | HU330
HUM332 | 0 | 0 | LK | J SHEAVE HUB QD |  |  |  |  | QD SHEAVE HUBS | P | 161.7 | 194.04 | 161.7 | 129.36 | 0 | 171.4 | EA | HUM332 | HU332
HUM306 | 0 | 22.78 | LK | 2 1/8" SF SHEAVE HUB QD |  |  |  |  | QD SHEAVE HUBS | P | 34.65 | 41.58 | 34.65 | 27.72 | 44.28 | 44.28 | EA | HUM306 | HU306
HUM308 | 0 | 0 | LK | 2-3/8" SF SHEAVE HUB QD |  |  |  |  | QD SHEAVE HUBS | P | 34.65 | 41.58 | 34.65 | 27.72 | 0 | 44.28 | EA | HUM308 | HU308
HUM310 | 0 | 49.62 | LK | 2-7/8" SF SHEAVE HUB QD |  |  |  |  | QD SHEAVE HUBS | P | 34.65 | 41.58 | 34.65 | 27.72 | 0 | 44.28 | EA | HUM310 | HU310
HUM312 | 0 | 0 | LK | 1-5/8" E SHEAVE HUB QD |  |  |  |  | QD SHEAVE HUBS | P | 72.66 | 87.19 | 72.66 | 58.13 | 0 | 77.02 | EA | HUM312 | HU312
HUM314 | 0 | 0 | LK | 1-7/8" E SHEAVE HUB QD |  |  |  |  | QD SHEAVE HUBS | P | 72.66 | 87.19 | 72.66 | 58.13 | 0 | 77.02 | EA | HUM314 | HU314
HUM316 | 0 | 0 | LK | 2 1/8" E SHEAVE HUB QD |  |  |  |  | QD SHEAVE HUBS | P | 72.66 | 87.19 | 72.66 | 58.13 | 0 | 77.02 | EA | HUM316 | HU316
HUM318 | 0 | 0 | LK | 2-3/8" E SHEAVE HUB QD |  |  |  |  | QD SHEAVE HUBS | P | 72.66 | 87.19 | 72.66 | 58.13 | 0 | 85.52 | EA | HUM318 | HU318
HUQ284 | 33.67 | 33.67 | LK | 3" SQ.D SAFETY SWITCH HUB |  |  |  | SQUARE D B300 | HUBS, SAFETY SWITCH SQ. D | P | 135.78 | 162.94 | 115.32 | 103.79 | 65.46 | 143.93 | EA | HUQ284 | HU284
HUQ284 | 33.67 | 33.67 | LK | 3" SQ.D SAFETY SWITCH HUB |  |  |  | SQUARE D B300 | HUBS, SAFETY SWITCH SQ. D | P | 135.78 | 162.94 | 115.32 | 103.79 | 65.46 | 143.93 | EA | HUQ284 | SQUARE D B300
HUM294 | 0 | 0 | LK | SH SHEAVE HUB QD |  |  |  |  | QD SHEAVE HUBS | P | 15.65 | 18.78 | 15.65 | 12.52 | 0 | 16.59 | EA | HUM294 | HU294
HUM296 | 0 | 0 | LK | SD SHEAVE HUB QD |  |  |  |  | QD SHEAVE HUBS | P | 21.84 | 26.21 | 21.84 | 17.47 | 0 | 23.15 | EA | HUM296 | HU296
HUM298 | 0 | 0 | LK | SK SHEAVE HUB QD |  |  |  |  | QD SHEAVE HUBS | P | 28.14 | 33.77 | 28.14 | 22.51 | 0 | 29.83 | EA | HUM298 | HU298
HUM300 | 0 | 0 | LK | 1-3/8" SF SHEAVE HUB QD |  |  |  |  | QD SHEAVE HUBS | P | 34.65 | 41.58 | 34.65 | 27.72 | 0 | 36.73 | EA | HUM300 | HU300
HUM302 | 0 | 0 | LK | 1-5/8" SF SHEAVE HUB QD |  |  |  |  | QD SHEAVE HUBS | P | 34.65 | 41.58 | 34.65 | 27.72 | 0 | 36.73 | EA | HUM302 | HU302
HUM304 | 0 | 0 | LK | 1-7/8" SF SHEAVE HUB QD |  |  |  |  | QD SHEAVE HUBS | P | 34.65 | 41.58 | 34.65 | 27.72 | 0 | 36.73 | EA | HUM304 | HU304
HUQ272 | 11.73 | 12.25 | LK | 3/4" SQ.D SAFETY SWITCH HUB |  |  |  | SQUARE D B075 | HUBS, SAFETY SWITCH SQ. D | P | 24.31 | 29.17 | 20.65 | 18.59 | 22.79 | 25.77 | EA | HUQ272 | CO165
HUQ272 | 11.73 | 12.25 | LK | 3/4" SQ.D SAFETY SWITCH HUB |  |  |  | SQUARE D B075 | HUBS, SAFETY SWITCH SQ. D | P | 24.31 | 29.17 | 20.65 | 18.59 | 22.79 | 25.77 | EA | HUQ272 | HU272
HUQ272 | 11.73 | 12.25 | LK | 3/4" SQ.D SAFETY SWITCH HUB |  |  |  | SQUARE D B075 | HUBS, SAFETY SWITCH SQ. D | P | 24.31 | 29.17 | 20.65 | 18.59 | 22.79 | 25.77 | EA | HUQ272 | SQUARE D B075
HUQ274 | 11.73 | 12.2884 | LK | 1" SQ.D SAFETY SWITCH HUB |  |  |  | SQUARE D B100 | HUBS, SAFETY SWITCH SQ. D | P | 24.31 | 29.17 | 20.65 | 18.59 | 22.79 | 25.77 | EA | HUQ274 | CO166
HUQ274 | 11.73 | 12.2884 | LK | 1" SQ.D SAFETY SWITCH HUB |  |  |  | SQUARE D B100 | HUBS, SAFETY SWITCH SQ. D | P | 24.31 | 29.17 | 20.65 | 18.59 | 22.79 | 25.77 | EA | HUQ274 | HU274
HUQ274 | 11.73 | 12.2884 | LK | 1" SQ.D SAFETY SWITCH HUB |  |  |  | SQUARE D B100 | HUBS, SAFETY SWITCH SQ. D | P | 24.31 | 29.17 | 20.65 | 18.59 | 22.79 | 25.77 | EA | HUQ274 | IAI1000
HUQ274 | 11.73 | 12.2884 | LK | 1" SQ.D SAFETY SWITCH HUB |  |  |  | SQUARE D B100 | HUBS, SAFETY SWITCH SQ. D | P | 24.31 | 29.17 | 20.65 | 18.59 | 22.79 | 25.77 | EA | HUQ274 | SQUARE D B100
HUQ276 | 11.73 | 12.3864 | LK | 1 1/4" SQ.D SAFETY SWITCH HUB |  |  |  | SQUARE D B125 | HUBS, SAFETY SWITCH SQ. D | P | 24.31 | 29.17 | 20.65 | 18.59 | 22.8 | 25.77 | EA | HUQ276 | CO167
HUQ276 | 11.73 | 12.3864 | LK | 1 1/4" SQ.D SAFETY SWITCH HUB |  |  |  | SQUARE D B125 | HUBS, SAFETY SWITCH SQ. D | P | 24.31 | 29.17 | 20.65 | 18.59 | 22.8 | 25.77 | EA | HUQ276 | HU276
HUQ276 | 11.73 | 12.3864 | LK | 1 1/4" SQ.D SAFETY SWITCH HUB |  |  |  | SQUARE D B125 | HUBS, SAFETY SWITCH SQ. D | P | 24.31 | 29.17 | 20.65 | 18.59 | 22.8 | 25.77 | EA | HUQ276 | SQUARE D B125
HUQ278 | 6.5 | 12.75 | LK | 1 1/2" SQ.D SAFETY SWITCH HUB |  |  |  | SQUARE D B150 | HUBS, SAFETY SWITCH SQ. D | P | 24.31 | 29.17 | 20.65 | 18.59 | 22.79 | 25.77 | EA | HUQ278 | HU278
HUQ278 | 6.5 | 12.75 | LK | 1 1/2" SQ.D SAFETY SWITCH HUB |  |  |  | SQUARE D B150 | HUBS, SAFETY SWITCH SQ. D | P | 24.31 | 29.17 | 20.65 | 18.59 | 22.79 | 25.77 | EA | HUQ278 | SQUARE D B150
HUQ280 | 11.73 | 12.75 | LK | 2" SQ.D SAFETY SWITCH HUB |  |  |  | SQUARE D B200 | HUBS, SAFETY SWITCH SQ. D | P | 44.53 | 53.44 | 37.82 | 34.04 | 22.79 | 47.2 | EA | HUQ280 | HU280
HUQ280 | 11.73 | 12.75 | LK | 2" SQ.D SAFETY SWITCH HUB |  |  |  | SQUARE D B200 | HUBS, SAFETY SWITCH SQ. D | P | 44.53 | 53.44 | 37.82 | 34.04 | 22.79 | 47.2 | EA | HUQ280 | IAK0006
HUQ280 | 11.73 | 12.75 | LK | 2" SQ.D SAFETY SWITCH HUB |  |  |  | SQUARE D B200 | HUBS, SAFETY SWITCH SQ. D | P | 44.53 | 53.44 | 37.82 | 34.04 | 22.79 | 47.2 | EA | HUQ280 | SQUARE D B200
HUQ282 | 6.5 | 6.5 | LK | 2 1/2" SQD SAFETY SWITCH HUB |  |  |  | SQUARE D B250 | HUBS, SAFETY SWITCH SQ. D | P | 74.46 | 89.35 | 63.24 | 56.92 | 12.64 | 78.93 | EA | HUQ282 | HU282
HUQ282 | 6.5 | 6.5 | LK | 2 1/2" SQD SAFETY SWITCH HUB |  |  |  | SQUARE D B250 | HUBS, SAFETY SWITCH SQ. D | P | 74.46 | 89.35 | 63.24 | 56.92 | 12.64 | 78.93 | EA | HUQ282 | SQUARE D B250
HUS264 | 8.13 | 7.53 | LK | 1" SAFETY SWITCH HUB SIEMANS |  |  |  | SIEMANS/ITE ECHS100 | HUBS, SAFETY SWITCH SIEMENS | P | 23.7 | 28.44 | 19.75 | 16.79 | 15.8 | 25.12 | EA | HUS264 | FURNAS
HUS264 | 8.13 | 7.53 | LK | 1" SAFETY SWITCH HUB SIEMANS |  |  |  | SIEMANS/ITE ECHS100 | HUBS, SAFETY SWITCH SIEMENS | P | 23.7 | 28.44 | 19.75 | 16.79 | 15.8 | 25.12 | EA | HUS264 | HU264
HUS264 | 8.13 | 7.53 | LK | 1" SAFETY SWITCH HUB SIEMANS |  |  |  | SIEMANS/ITE ECHS100 | HUBS, SAFETY SWITCH SIEMENS | P | 23.7 | 28.44 | 19.75 | 16.79 | 15.8 | 25.12 | EA | HUS264 | IAB0301
HUS264 | 8.13 | 7.53 | LK | 1" SAFETY SWITCH HUB SIEMANS |  |  |  | SIEMANS/ITE ECHS100 | HUBS, SAFETY SWITCH SIEMENS | P | 23.7 | 28.44 | 19.75 | 16.79 | 15.8 | 25.12 | EA | HUS264 | SIEMANS/ITE ECHS100
HUS265 | 6.6 | 5.92 | LK | 1-1/4" SAFETY SWITCH HUB | SIEMANS |  |  | SIEMANS/ITE ECHS125 | HUBS, SAFETY SWITCH SIEMENS | P | 23.7 | 28.44 | 19.75 | 16.79 | 12.83 | 25.12 | EA | HUS265 | FURNAS
HUS265 | 6.6 | 5.92 | LK | 1-1/4" SAFETY SWITCH HUB | SIEMANS |  |  | SIEMANS/ITE ECHS125 | HUBS, SAFETY SWITCH SIEMENS | P | 23.7 | 28.44 | 19.75 | 16.79 | 12.83 | 25.12 | EA | HUS265 | HU265
HUS265 | 6.6 | 5.92 | LK | 1-1/4" SAFETY SWITCH HUB | SIEMANS |  |  | SIEMANS/ITE ECHS125 | HUBS, SAFETY SWITCH SIEMENS | P | 23.7 | 28.44 | 19.75 | 16.79 | 12.83 | 25.12 | EA | HUS265 | SIEMANS/ITE ECHS125
HUS266 | 5.71 | 5.6617 | LK | 1-1/2" SAFETY SWTICH HUB | SIEMANS |  |  | SIEMANS/ITE ECHS150 | HUBS, SAFETY SWITCH SIEMENS | P | 23.7 | 28.44 | 19.75 | 16.79 | 11.1 | 25.12 | EA | HUS266 | FURNAS
HUS266 | 5.71 | 5.6617 | LK | 1-1/2" SAFETY SWTICH HUB | SIEMANS |  |  | SIEMANS/ITE ECHS150 | HUBS, SAFETY SWITCH SIEMENS | P | 23.7 | 28.44 | 19.75 | 16.79 | 11.1 | 25.12 | EA | HUS266 | HU266
HUS266 | 5.71 | 5.6617 | LK | 1-1/2" SAFETY SWTICH HUB | SIEMANS |  |  | SIEMANS/ITE ECHS150 | HUBS, SAFETY SWITCH SIEMENS | P | 23.7 | 28.44 | 19.75 | 16.79 | 11.1 | 25.12 | EA | HUS266 | SIEMANS/ITE ECHS150
HUS267 | 13.46 | 11.6329 | LK | 2" SAFETY SWITCH HUB SIEMANS |  |  |  | SIEMANS/ITE ECHS200 | HUBS, SAFETY SWITCH SIEMENS | P | 41.4 | 49.68 | 34.5 | 29.33 | 26.17 | 43.88 | EA | HUS267 | FURNAS
HUS267 | 13.46 | 11.6329 | LK | 2" SAFETY SWITCH HUB SIEMANS |  |  |  | SIEMANS/ITE ECHS200 | HUBS, SAFETY SWITCH SIEMENS | P | 41.4 | 49.68 | 34.5 | 29.33 | 26.17 | 43.88 | EA | HUS267 | HU267
HUS267 | 13.46 | 11.6329 | LK | 2" SAFETY SWITCH HUB SIEMANS |  |  |  | SIEMANS/ITE ECHS200 | HUBS, SAFETY SWITCH SIEMENS | P | 41.4 | 49.68 | 34.5 | 29.33 | 26.17 | 43.88 | EA | HUS267 | IAB0600
HUS267 | 13.46 | 11.6329 | LK | 2" SAFETY SWITCH HUB SIEMANS |  |  |  | SIEMANS/ITE ECHS200 | HUBS, SAFETY SWITCH SIEMENS | P | 41.4 | 49.68 | 34.5 | 29.33 | 26.17 | 43.88 | EA | HUS267 | SIEMANS/ITE ECHS200
HUS268 | 0 | 0 | LK | 2-1/2" SAFETY SWITCH HUB | SIEMANS |  |  | SIEMANS/ITE ECHS/ECHC/ECHV 250 | HUBS, SAFETY SWITCH SIEMENS | P | 75 | 90 | 62.5 | 53.13 | 0 | 79.5 | EA | HUS268 | FURNAS
HUS268 | 0 | 0 | LK | 2-1/2" SAFETY SWITCH HUB | SIEMANS |  |  | SIEMANS/ITE ECHS/ECHC/ECHV 250 | HUBS, SAFETY SWITCH SIEMENS | P | 75 | 90 | 62.5 | 53.13 | 0 | 79.5 | EA | HUS268 | HU268
HUS268 | 0 | 0 | LK | 2-1/2" SAFETY SWITCH HUB | SIEMANS |  |  | SIEMANS/ITE ECHS/ECHC/ECHV 250 | HUBS, SAFETY SWITCH SIEMENS | P | 75 | 90 | 62.5 | 53.13 | 0 | 79.5 | EA | HUS268 | SIEMANS/ITE ECHC250
HUS268 | 0 | 0 | LK | 2-1/2" SAFETY SWITCH HUB | SIEMANS |  |  | SIEMANS/ITE ECHS/ECHC/ECHV 250 | HUBS, SAFETY SWITCH SIEMENS | P | 75 | 90 | 62.5 | 53.13 | 0 | 79.5 | EA | HUS268 | SIEMANS/ITE ECHS250
HUS268 | 0 | 0 | LK | 2-1/2" SAFETY SWITCH HUB | SIEMANS |  |  | SIEMANS/ITE ECHS/ECHC/ECHV 250 | HUBS, SAFETY SWITCH SIEMENS | P | 75 | 90 | 62.5 | 53.13 | 0 | 79.5 | EA | HUS268 | SIEMANS/ITE ECHV250
HUS269 | 0 | 0 | LK | 3" SAFETY SWITCH HUB SIEMANS |  |  |  | SIEMANS/ITE ECHC300 or ECHV300 | HUBS, SAFETY SWITCH SIEMENS | P | 109.2 | 131.04 | 91 | 77.35 | 0 | 115.75 | EA | HUS269 | FURNAS
HUS269 | 0 | 0 | LK | 3" SAFETY SWITCH HUB SIEMANS |  |  |  | SIEMANS/ITE ECHC300 or ECHV300 | HUBS, SAFETY SWITCH SIEMENS | P | 109.2 | 131.04 | 91 | 77.35 | 0 | 115.75 | EA | HUS269 | HU269
HUS269 | 0 | 0 | LK | 3" SAFETY SWITCH HUB SIEMANS |  |  |  | SIEMANS/ITE ECHC300 or ECHV300 | HUBS, SAFETY SWITCH SIEMENS | P | 109.2 | 131.04 | 91 | 77.35 | 0 | 115.75 | EA | HUS269 | SIEMANS/FURNAS ECHV300
HUS269 | 0 | 0 | LK | 3" SAFETY SWITCH HUB SIEMANS |  |  |  | SIEMANS/ITE ECHC300 or ECHV300 | HUBS, SAFETY SWITCH SIEMENS | P | 109.2 | 131.04 | 91 | 77.35 | 0 | 115.75 | EA | HUS269 | SIEMANS/ITE ECHC300
HUC254 | 0 | 0 | LK | 1 1/4" CH SAFETY SWITCH HUB |  |  |  |  | HUBS, SAFETY SWITCH C-H | P | 34.85 | 41.81 | 30.3 | 27.27 | 0 | 36.94 | EA | HUC254 | HU254
HUC256 | 0 | 0 | LK | 1 1/2" CH SAFETY SWITCH HUB |  |  |  |  | HUBS, SAFETY SWITCH C-H | P | 34.85 | 41.81 | 30.3 | 27.27 | 0 | 36.94 | EA | HUC256 | HU256
HUC258 | 0 | 0 | LK | 2" CH SAFETY SWITCH HUB | (SMALL SERIES) |  |  |  | HUBS, SAFETY SWITCH C-H | P | 56.58 | 67.9 | 49.2 | 44.28 | 0 | 59.97 | EA | HUC258 | HU258
HUC260 | 0 | 0 | LK | 2 1/2" CH SAFETY SWITCH HUB |  |  |  |  | HUBS, SAFETY SWITCH C-H | P | 101.43 | 121.72 | 88.2 | 79.38 | 0 | 107.52 | EA | HUC260 | HU260
HUC262 | 0 | 0 | LK | 3" CH SAFETY SWITCH HUB |  |  |  |  | HUBS, SAFETY SWITCH C-H | P | 129.87 | 155.84 | 111 | 99.9 | 0 | 137.66 | EA | HUC262 | HU262
HUS263 | 6.86 | 6.86 | LK | 3/4" SAFETY SWITCH HUB SIEMANS |  |  |  | SIEMANS/ITE ECHS075 | HUBS, SAFETY SWITCH SIEMENS | P | 23.7 | 28.44 | 19.75 | 16.79 | 13.34 | 25.12 | EA | HUS263 | FURNAS
HUS263 | 6.86 | 6.86 | LK | 3/4" SAFETY SWITCH HUB SIEMANS |  |  |  | SIEMANS/ITE ECHS075 | HUBS, SAFETY SWITCH SIEMENS | P | 23.7 | 28.44 | 19.75 | 16.79 | 13.34 | 25.12 | EA | HUS263 | HU263
HUS263 | 6.86 | 6.86 | LK | 3/4" SAFETY SWITCH HUB SIEMANS |  |  |  | SIEMANS/ITE ECHS075 | HUBS, SAFETY SWITCH SIEMENS | P | 23.7 | 28.44 | 19.75 | 16.79 | 13.34 | 25.12 | EA | HUS263 | IAB0201
HUS263 | 6.86 | 6.86 | LK | 3/4" SAFETY SWITCH HUB SIEMANS |  |  |  | SIEMANS/ITE ECHS075 | HUBS, SAFETY SWITCH SIEMENS | P | 23.7 | 28.44 | 19.75 | 16.79 | 13.34 | 25.12 | EA | HUS263 | SIEMANS/ITE ECHS075
HUB234 | 996 | 1128.1635 | LK | 2" CONDUIT HUB (MEYERS) |  |  |  | THM H200-TB (5/box) | HUBS, CONDUIT (MEYERS) | P | 2799.79 | 3359.75 | 2239.83 | 2016 | 2122.2 | 2859.13 | C | HUB234 | BAA0608
HUB234 | 996 | 1128.1635 | LK | 2" CONDUIT HUB (MEYERS) |  |  |  | THM H200-TB (5/box) | HUBS, CONDUIT (MEYERS) | P | 2799.79 | 3359.75 | 2239.83 | 2016 | 2122.2 | 2859.13 | C | HUB234 | HU234
HUB234 | 996 | 1128.1635 | LK | 2" CONDUIT HUB (MEYERS) |  |  |  | THM H200-TB (5/box) | HUBS, CONDUIT (MEYERS) | P | 2799.79 | 3359.75 | 2239.83 | 2016 | 2122.2 | 2859.13 | C | HUB234 | MYERS ST6
HUB236 | 0 | 2013.5 | LK | 2 1/2" CONDUIT HUB (MEYERS) |  |  |  | THM H250-TB | HUBS, CONDUIT (MEYERS) | P | 5552.34 | 6662.81 | 4441.87 | 3998 | 3736.54 | 5670.04 | C | HUB236 | BAA0708
HUB236 | 0 | 2013.5 | LK | 2 1/2" CONDUIT HUB (MEYERS) |  |  |  | THM H250-TB | HUBS, CONDUIT (MEYERS) | P | 5552.34 | 6662.81 | 4441.87 | 3998 | 3736.54 | 5670.04 | C | HUB236 | HU236
HUB236 | 0 | 2013.5 | LK | 2 1/2" CONDUIT HUB (MEYERS) |  |  |  | THM H250-TB | HUBS, CONDUIT (MEYERS) | P | 5552.34 | 6662.81 | 4441.87 | 3998 | 3736.54 | 5670.04 | C | HUB236 | MYERS ST7
HUB238 | 0 | 2792.6897 | LK | 3" CONDUIT HUB (MEYERS) |  |  |  | THM H300-TB | HUBS, CONDUIT (MEYERS) | P | 7549.66 | 9059.6 | 6039.73 | 5436 | 5238 | 7709.68 | C | HUB238 | BAA0808
HUB238 | 0 | 2792.6897 | LK | 3" CONDUIT HUB (MEYERS) |  |  |  | THM H300-TB | HUBS, CONDUIT (MEYERS) | P | 7549.66 | 9059.6 | 6039.73 | 5436 | 5238 | 7709.68 | C | HUB238 | HU238
HUB238 | 0 | 2792.6897 | LK | 3" CONDUIT HUB (MEYERS) |  |  |  | THM H300-TB | HUBS, CONDUIT (MEYERS) | P | 7549.66 | 9059.6 | 6039.73 | 5436 | 5238 | 7709.68 | C | HUB238 | MYERS ST8
HUB240 | 2628.4 | 4853.697 | LK | 4" CONDUIT HUB (MEYERS) |  |  |  | THM H400-TB | HUBS, CONDUIT (MEYERS) | P | 13193.98 | 15832.77 | 10555.18 | 9152 | 9126 | 13473.93 | C | HUB240 | BAA1008
HUB240 | 2628.4 | 4853.697 | LK | 4" CONDUIT HUB (MEYERS) |  |  |  | THM H400-TB | HUBS, CONDUIT (MEYERS) | P | 13193.98 | 15832.77 | 10555.18 | 9152 | 9126 | 13473.93 | C | HUB240 | HU240
HUB240 | 2628.4 | 4853.697 | LK | 4" CONDUIT HUB (MEYERS) |  |  |  | THM H400-TB | HUBS, CONDUIT (MEYERS) | P | 13193.98 | 15832.77 | 10555.18 | 9152 | 9126 | 13473.93 | C | HUB240 | MYERS ST10
HUB240 | 2628.4 | 4853.697 | LK | 4" CONDUIT HUB (MEYERS) |  |  |  | THM H400-TB | HUBS, CONDUIT (MEYERS) | P | 13193.98 | 15832.77 | 10555.18 | 9152 | 9126 | 13473.93 | C | HUB240 | XR013
HUC250 | 0 | 0 | LK | 3/4" HUB DISCONNECT GE |  |  |  |  | HUBS, SAFETY SWITCH C-H | P | 34.85 | 41.81 | 30.3 | 27.27 | 0 | 36.94 | EA | HUC250 | HU250
HUC252 | 0 | 0 | LK | 1" CH SAFETY SWITCH HUB |  |  |  |  | HUBS, SAFETY SWITCH C-H | P | 34.85 | 41.81 | 30.3 | 27.27 | 0 | 36.94 | EA | HUC252 | HU252
HUB216 | 0 | 0 | LK | 4" CONDUIT HUB WITH GROUND |  |  |  |  | HUBS, CONDUIT WITH GROUNDING | P | 166.93 | 200.31 | 133.54 | 120.19 | 0 | 170.46 | EA | HUB216 | HU216
HUB216 | 0 | 0 | LK | 4" CONDUIT HUB WITH GROUND |  |  |  |  | HUBS, CONDUIT WITH GROUNDING | P | 166.93 | 200.31 | 133.54 | 120.19 | 0 | 170.46 | EA | HUB216 | STG10
HUB224 | 384 | 457.4381 | LK | 1/2" CONDUIT HUB (MEYERS) |  |  |  | THM H050-TB (25/box) | HUBS, CONDUIT (MEYERS) | P | 1078.83 | 1294.59 | 863.06 | 777 | 815.4 | 1101.69 | C | HUB224 | BAA0108
HUB224 | 384 | 457.4381 | LK | 1/2" CONDUIT HUB (MEYERS) |  |  |  | THM H050-TB (25/box) | HUBS, CONDUIT (MEYERS) | P | 1078.83 | 1294.59 | 863.06 | 777 | 815.4 | 1101.69 | C | HUB224 | HU224
HUB224 | 384 | 457.4381 | LK | 1/2" CONDUIT HUB (MEYERS) |  |  |  | THM H050-TB (25/box) | HUBS, CONDUIT (MEYERS) | P | 1078.83 | 1294.59 | 863.06 | 777 | 815.4 | 1101.69 | C | HUB224 | MYERS ST1
HUB226 | 449 | 498.3902 | LK | 3/4" CONDUIT HUB (MEYERS) |  |  |  | THM H075-TB (25/box) | HUBS, CONDUIT (MEYERS) | P | 1263.15 | 1515.78 | 1010.52 | 909 | 874.8 | 1289.91 | C | HUB226 | BAA0208
HUB226 | 449 | 498.3902 | LK | 3/4" CONDUIT HUB (MEYERS) |  |  |  | THM H075-TB (25/box) | HUBS, CONDUIT (MEYERS) | P | 1263.15 | 1515.78 | 1010.52 | 909 | 874.8 | 1289.91 | C | HUB226 | HU226
HUB226 | 449 | 498.3902 | LK | 3/4" CONDUIT HUB (MEYERS) |  |  |  | THM H075-TB (25/box) | HUBS, CONDUIT (MEYERS) | P | 1263.15 | 1515.78 | 1010.52 | 909 | 874.8 | 1289.91 | C | HUB226 | MYERS ST2
HUB228 | 538 | 559.7045 | LK | 1" CONDUIT HUB (MEYERS) |  |  |  | THM H100-TB (5/box) | HUBS, CONDUIT (MEYERS) | P | 1512.98 | 1815.57 | 1210.38 | 1089 | 1107 | 1545.05 | C | HUB228 | BAA0308
HUB228 | 538 | 559.7045 | LK | 1" CONDUIT HUB (MEYERS) |  |  |  | THM H100-TB (5/box) | HUBS, CONDUIT (MEYERS) | P | 1512.98 | 1815.57 | 1210.38 | 1089 | 1107 | 1545.05 | C | HUB228 | HU228
HUB228 | 538 | 559.7045 | LK | 1" CONDUIT HUB (MEYERS) |  |  |  | THM H100-TB (5/box) | HUBS, CONDUIT (MEYERS) | P | 1512.98 | 1815.57 | 1210.38 | 1089 | 1107 | 1545.05 | C | HUB228 | ST3
HUB230 | 690 | 748.4815 | LK | 1 1/4" CONDUIT HUB (MEYERS) |  |  |  | THM H125-TB | HUBS, CONDUIT (MEYERS) | P | 1870.88 | 2245.05 | 1496.7 | 1347 | 1301.4 | 1983.13 | C | HUB230 | BAA0408
HUB230 | 690 | 748.4815 | LK | 1 1/4" CONDUIT HUB (MEYERS) |  |  |  | THM H125-TB | HUBS, CONDUIT (MEYERS) | P | 1870.88 | 2245.05 | 1496.7 | 1347 | 1301.4 | 1983.13 | C | HUB230 | HU230
HUB230 | 690 | 748.4815 | LK | 1 1/4" CONDUIT HUB (MEYERS) |  |  |  | THM H125-TB | HUBS, CONDUIT (MEYERS) | P | 1870.88 | 2245.05 | 1496.7 | 1347 | 1301.4 | 1983.13 | C | HUB230 | Myers ST4
HUB232 | 767 | 814.2787 | LK | 1 1/2" CONDUIT HUB (MEYERS) |  |  |  | THM H150-TB (10/box) | HUBS, CONDUIT (MEYERS) | P | 2157.79 | 2589.35 | 1726.23 | 1554 | 1474.2 | 2203.52 | C | HUB232 | BAA0508
HUB232 | 767 | 814.2787 | LK | 1 1/2" CONDUIT HUB (MEYERS) |  |  |  | THM H150-TB (10/box) | HUBS, CONDUIT (MEYERS) | P | 2157.79 | 2589.35 | 1726.23 | 1554 | 1474.2 | 2203.52 | C | HUB232 | HU232
HUB232 | 767 | 814.2787 | LK | 1 1/2" CONDUIT HUB (MEYERS) |  |  |  | THM H150-TB (10/box) | HUBS, CONDUIT (MEYERS) | P | 2157.79 | 2589.35 | 1726.23 | 1554 | 1474.2 | 2203.52 | C | HUB232 | MYERS ST5
HUB204 | 5.25 | 9.202 | LK | 1" CONDUIT HUB WITH GROUND |  |  |  | THM H100GR-TB | HUBS, CONDUIT WITH GROUNDING | P | 24.54 | 29.54 | 19.63 | 17.67 | 16.45 | 26.01 | EA | HUB204 | BAA0315
HUB204 | 5.25 | 9.202 | LK | 1" CONDUIT HUB WITH GROUND |  |  |  | THM H100GR-TB | HUBS, CONDUIT WITH GROUNDING | P | 24.54 | 29.54 | 19.63 | 17.67 | 16.45 | 26.01 | EA | HUB204 | HU204
HUB204 | 5.25 | 9.202 | LK | 1" CONDUIT HUB WITH GROUND |  |  |  | THM H100GR-TB | HUBS, CONDUIT WITH GROUNDING | P | 24.54 | 29.54 | 19.63 | 17.67 | 16.45 | 26.01 | EA | HUB204 | MYERS STG3
HUB206 | 3.44 | 9.6567 | LK | 1 1/4" CONDUIT HUB WITH GROUN |  |  |  |  | HUBS, CONDUIT WITH GROUNDING | P | 35.2 | 42.24 | 28.16 | 25.34 | 6.69 | 35.93 | EA | HUB206 | HU206
HUB206 | 3.44 | 9.6567 | LK | 1 1/4" CONDUIT HUB WITH GROUN |  |  |  |  | HUBS, CONDUIT WITH GROUNDING | P | 35.2 | 42.24 | 28.16 | 25.34 | 6.69 | 35.93 | EA | HUB206 | MYERS STG4
HUB208 | 9.45 | 11.695 | LK | 1 1/2" CONDUIT HUB WITH GROUN |  |  |  | THM H150GR-TB | HUBS, CONDUIT WITH GROUNDING | P | 38.44 | 46.13 | 30.75 | 27.68 | 18.37 | 39.25 | EA | HUB208 | BAA0515
HUB208 | 9.45 | 11.695 | LK | 1 1/2" CONDUIT HUB WITH GROUN |  |  |  | THM H150GR-TB | HUBS, CONDUIT WITH GROUNDING | P | 38.44 | 46.13 | 30.75 | 27.68 | 18.37 | 39.25 | EA | HUB208 | MYERS STG5
HUB210 | 4.96 | 7.4766 | LK | 2" CONDUIT HUB WITH GROUND |  |  |  | THM H200GR-TB | HUBS, CONDUIT WITH GROUNDING | P | 40.88 | 49.05 | 32.7 | 29.43 | 17.84 | 23.29 | EA | HUB210 | BAA0615
HUB210 | 4.96 | 7.4766 | LK | 2" CONDUIT HUB WITH GROUND |  |  |  | THM H200GR-TB | HUBS, CONDUIT WITH GROUNDING | P | 40.88 | 49.05 | 32.7 | 29.43 | 17.84 | 23.29 | EA | HUB210 | HU210
HUB210 | 4.96 | 7.4766 | LK | 2" CONDUIT HUB WITH GROUND |  |  |  | THM H200GR-TB | HUBS, CONDUIT WITH GROUNDING | P | 40.88 | 49.05 | 32.7 | 29.43 | 17.84 | 23.29 | EA | HUB210 | MYERS STG6
HUB212 | 0 | 0 | LK | 2 1/2" CONDUIT HUB WITH GROUN |  |  |  |  | HUBS, CONDUIT WITH GROUNDING | P | 80.96 | 97.16 | 64.77 | 58.3 | 0 | 26.56 | EA | HUB212 | HU212
HUB212 | 0 | 0 | LK | 2 1/2" CONDUIT HUB WITH GROUN |  |  |  |  | HUBS, CONDUIT WITH GROUNDING | P | 80.96 | 97.16 | 64.77 | 58.3 | 0 | 26.56 | EA | HUB212 | MYERS STG7
HUB214 | 0 | 25.111 | LK | 3" CONDUIT HUB WITH GROUND |  |  |  |  | HUBS, CONDUIT WITH GROUNDING | P | 89.46 | 107.36 | 71.57 | 64.41 | 45.23 | 45.23 | EA | HUB214 | HU214
HUB214 | 0 | 25.111 | LK | 3" CONDUIT HUB WITH GROUND |  |  |  |  | HUBS, CONDUIT WITH GROUNDING | P | 89.46 | 107.36 | 71.57 | 64.41 | 45.23 | 45.23 | EA | HUB214 | MYERS STG8
HEC208 | 0 | 0 | LK | CUTLER HAMMER OVERLOAD HEATER | 0 |  |  | CUTLER H SERIES | OVERLOAD HEATERS | P | 125.43 | 150.52 | 107.35 | 96.62 | 0 | 132.96 | EA | HEC208 | HE208
HIL400 | 0 | 0 | LK | HILTI HEAVY BOOSTER |  |  |  |  | HILTI | P | 76.12 | 91.34 | 76.12 | 57 | 0 | 80.69 | C | HIL400 | HI400
HIL402 | 0 | 0 | LK | HILTI STUDS |  |  |  |  | HILTI | P | 278.8 | 334.56 | 278.8 | 209 | 0 | 295.53 | C | HIL402 | HI402
HIL404 | 0 | 0 | LK | 1/4" CLIP |  |  |  |  | HILTI | P | 55.4 | 66.48 | 55.4 | 42 | 0 | 58.72 | C | HIL404 | HI404
HOK500 | 0 | 0 | LK | DRIVE HOOK 7/16" X 4 3/4" | [5 empty] | P | 141.45 | 169.74 | 123 | 111 | 0 | 149.94 | C | ? | ?
HUB200 | 13.16 | 13.16 | LK | 1/2" CONDUIT HUB WITH GROUND |  |  |  |  | HUBS, CONDUIT WITH GROUNDING | P | 22.18 | 26.61 | 17.74 | 15.97 | 25.59 | 25.58 | EA | HUB200 | HU200
HUB200 | 13.16 | 13.16 | LK | 1/2" CONDUIT HUB WITH GROUND |  |  |  |  | HUBS, CONDUIT WITH GROUNDING | P | 22.18 | 26.61 | 17.74 | 15.97 | 25.59 | 25.58 | EA | HUB200 | MYERS STG1
HUB202 | 4.76 | 4.76 | LK | 3/4" CONDUIT HUB WITH GROUND |  |  |  | THM H075GR-TB (25/box) | HUBS, CONDUIT WITH GROUNDING | P | 23.08 | 27.69 | 18.46 | 16.61 | 9.26 | 23.57 | EA | HUB202 | APPLETON HUBG75D
HUB202 | 4.76 | 4.76 | LK | 3/4" CONDUIT HUB WITH GROUND |  |  |  | THM H075GR-TB (25/box) | HUBS, CONDUIT WITH GROUNDING | P | 23.08 | 27.69 | 18.46 | 16.61 | 9.26 | 23.57 | EA | HUB202 | BAA0209
HUB202 | 4.76 | 4.76 | LK | 3/4" CONDUIT HUB WITH GROUND |  |  |  | THM H075GR-TB (25/box) | HUBS, CONDUIT WITH GROUNDING | P | 23.08 | 27.69 | 18.46 | 16.61 | 9.26 | 23.57 | EA | HUB202 | HU202
HUB202 | 4.76 | 4.76 | LK | 3/4" CONDUIT HUB WITH GROUND |  |  |  | THM H075GR-TB (25/box) | HUBS, CONDUIT WITH GROUNDING | P | 23.08 | 27.69 | 18.46 | 16.61 | 9.26 | 23.57 | EA | HUB202 | MYERS STG2
HUB202 | 4.76 | 4.76 | LK | 3/4" CONDUIT HUB WITH GROUND |  |  |  | THM H075GR-TB (25/box) | HUBS, CONDUIT WITH GROUNDING | P | 23.08 | 27.69 | 18.46 | 16.61 | 9.26 | 23.57 | EA | HUB202 | RED DOT HTGZ2
HUB202 | 4.76 | 4.76 | LK | 3/4" CONDUIT HUB WITH GROUND |  |  |  | THM H075GR-TB (25/box) | HUBS, CONDUIT WITH GROUNDING | P | 23.08 | 27.69 | 18.46 | 16.61 | 9.26 | 23.57 | EA | HUB202 | TB H075GR-TB
GUA204 | 0 | 0 | LK | BIRD GUARD TUBING 3/4" | #38-100-SC |  |  |  | GUARDS | P | 7.93 | 9.52 | 7.93 | 6.74 | 0 | 8.41 | FT | GUA204 | GU204
GUA206 | 0 | 0 | LK | YELLOW PLASTIC GUY GUARD |  |  |  | PRF HGGOL8Y-0 (20/box) | GUARDS | P | 10.92 | 13.1 | 10.92 | 9.28 | 0 | 11.58 | EA | GUA206 | GU206
GUA206 | 0 | 0 | LK | YELLOW PLASTIC GUY GUARD |  |  |  | PRF HGGOL8Y-0 (20/box) | GUARDS | P | 10.92 | 13.1 | 10.92 | 9.28 | 0 | 11.58 | EA | GUA206 | RAB0111
HEG200 | 8.01 | 12.8303 | LK | G.E. OVERLOAD HEATER |  |  |  |  | OVERLOAD HEATERS | P | 24.32 | 29.18 | 21.15 | 19.04 | 32.67 | 32.67 | EA | HEG200 | HE200
HEQ202 | 15.47 | 15.9595 | LK | SQ.D OVERLOAD HEATER |  |  |  |  | OVERLOAD HEATERS | P | 15.58 | 18.7 | 15.58 | 15.58 | 32.67 | 32.67 | EA | HEQ202 | HE202
HEW204 | 15.47 | 15.47 | LK | WESTINGHOUSE OVERLOAD HEATER |  |  |  |  | OVERLOAD HEATERS | P | 50.78 | 60.94 | 43.46 | 43.46 | 30.08 | 53.83 | EA | ? | ?
HEC206 | 0 | 0 | LK | CUTLER HAMMER OVERLOAD HEATER | (3) PACK |  |  |  | OVERLOAD HEATERS | P | 84.36 | 101.23 | 72.2 | 64.98 | 0 | 89.42 | EA | HEC206 | HE206
GRI504 | 0 | 0 | LK | #1/0 PREFORMED DEADEND | GRIP #DG-4544 |  |  |  | PREFORMED DEADEND GRIPS | P | 6.76 | 8.11 | 5.88 | 5 | 0 | 7.17 | EA | GRI504 | GR504
GRI506 | 0 | 0 | LK | #2/0 PREFORMED DEADEND | GRIP #DG4545 |  |  |  | PREFORMED DEADEND GRIPS | P | 16.24 | 19.49 | 14.12 | 12 | 0 | 17.21 | EA | GRI506 | GR506
GUA200 | 0 | 0 | LK | RECLOSER BUSHING GUARD |  |  |  |  | GUARDS | P | 9.36 | 11.23 | 9.36 | 7.96 | 0 | 9.92 | EA | GUA200 | GU200
GUA202 | 0 | 0 | LK | WILDLIFE PRIMARY BUSHING GUARD |  |  |  | FAR GS-560 (50/box) | GUARDS | P | 8.78 | 10.54 | 8.78 | 7.46 | 0 | 9.31 | EA | GUA202 | GU202
GUA202 | 0 | 0 | LK | WILDLIFE PRIMARY BUSHING GUARD |  |  |  | FAR GS-560 (50/box) | GUARDS | P | 8.78 | 10.54 | 8.78 | 7.46 | 0 | 9.31 | EA | GUA202 | RAD2003
FUR728 | 0 | 0 | LK | 450 AMP FUSETRON, 600V |  |  |  |  | FUSETRONS, 600 VOLT | P | 395.52 | 474.62 | 329.6 | 230.72 | 0 | 419.25 | EA | FUR728 | FU728
FUR730 | 57.84 | 57.84 | LK | 500 AMP FUSETRON, 600V |  |  |  |  | FUSETRONS, 600 VOLT | P | 395.52 | 474.62 | 329.6 | 230.72 | 112.44 | 419.25 | EA | FUR730 | FU730
FUR730 | 57.84 | 57.84 | LK | 500 AMP FUSETRON, 600V |  |  |  |  | FUSETRONS, 600 VOLT | P | 395.52 | 474.62 | 329.6 | 230.72 | 112.44 | 419.25 | EA | FUR730 | XEF001
FUR732 | 0 | 0 | LK | 600 AMP FUSETRON, 600V |  |  |  | LTF FLSR600ID | FUSETRONS, 600 VOLT | P | 395.52 | 474.62 | 329.6 | 230.72 | 444.15 | 419.25 | EA | FUR732 | BUSS FRSR600
FUR732 | 0 | 0 | LK | 600 AMP FUSETRON, 600V |  |  |  | LTF FLSR600ID | FUSETRONS, 600 VOLT | P | 395.52 | 474.62 | 329.6 | 230.72 | 444.15 | 419.25 | EA | FUR732 | FU732
FUR732 | 0 | 0 | LK | 600 AMP FUSETRON, 600V |  |  |  | LTF FLSR600ID | FUSETRONS, 600 VOLT | P | 395.52 | 474.62 | 329.6 | 230.72 | 444.15 | 419.25 | EA | FUR732 | HAC6600
FUR732 | 0 | 0 | LK | 600 AMP FUSETRON, 600V |  |  |  | LTF FLSR600ID | FUSETRONS, 600 VOLT | P | 395.52 | 474.62 | 329.6 | 230.72 | 444.15 | 419.25 | EA | FUR732 | LTF FLSR600
FUR732 | 0 | 0 | LK | 600 AMP FUSETRON, 600V |  |  |  | LTF FLSR600ID | FUSETRONS, 600 VOLT | P | 395.52 | 474.62 | 329.6 | 230.72 | 444.15 | 419.25 | EA | FUR732 | LTF FLSR600ID
FUR732 | 0 | 0 | LK | 600 AMP FUSETRON, 600V |  |  |  | LTF FLSR600ID | FUSETRONS, 600 VOLT | P | 395.52 | 474.62 | 329.6 | 230.72 | 444.15 | 419.25 | EA | FUR732 | XHF064
GRI500 | 0 | 0 | LK | #4 PREFORMED DEADEND | GRIP #DG-4541 |  |  |  | PREFORMED DEADEND GRIPS | P | 2.76 | 3.31 | 2.4 | 2.04 | 0 | 2.93 | EA | GRI500 | GR500
GRI502 | 0 | 0 | LK | #2 PREFORMED DEADEND GRIP |  |  |  | PRF DG4542 | PREFORMED DEADEND GRIPS | P | 5.41 | 6.49 | 4.71 | 4 | 0 | 5.73 | EA | GRI502 | GR502
GRI502 | 0 | 0 | LK | #2 PREFORMED DEADEND GRIP |  |  |  | PRF DG4542 | PREFORMED DEADEND GRIPS | P | 5.41 | 6.49 | 4.71 | 4 | 0 | 5.73 | EA | GRI502 | RAB0160
FUR716 | 21.32 | 21.62 | LK | 175 AMP FUSETRON, 600V |  |  |  | LTF LLSRK175ID | FUSETRONS, 600 VOLT | P | 136.26 | 163.51 | 113.57 | 79.5 | 41.45 | 163.01 | EA | FUR716 | FU716
FUR716 | 21.32 | 21.62 | LK | 175 AMP FUSETRON, 600V |  |  |  | LTF LLSRK175ID | FUSETRONS, 600 VOLT | P | 136.26 | 163.51 | 113.57 | 79.5 | 41.45 | 163.01 | EA | FUR716 | HAC6176
FUR718 | 21.32 | 22.9081 | LK | 200 AMP FUSETRON, 600V |  |  |  | LTF FLSR200ID | FUSETRONS, 600 VOLT | P | 136.26 | 163.51 | 113.57 | 79.5 | 84.46 | 144.44 | EA | FUR718 | FU718
FUR718 | 21.32 | 22.9081 | LK | 200 AMP FUSETRON, 600V |  |  |  | LTF FLSR200ID | FUSETRONS, 600 VOLT | P | 136.26 | 163.51 | 113.57 | 79.5 | 84.46 | 144.44 | EA | FUR718 | HAC6200
FUR720 | 0 | 21.32 | LK | 225 AMP FUSETRON, 600V |  |  |  | LTF LLSRK225ID | FUSETRONS, 600 VOLT | P | 272.52 | 327.02 | 227.1 | 158.97 | 404.06 | 443.12 | EA | FUR720 | FU720
FUR720 | 0 | 21.32 | LK | 225 AMP FUSETRON, 600V |  |  |  | LTF LLSRK225ID | FUSETRONS, 600 VOLT | P | 272.52 | 327.02 | 227.1 | 158.97 | 404.06 | 443.12 | EA | FUR720 | HAC6226
FUR722 | 0 | 143.9783 | LK | 250 AMP FUSETRON, 600V |  |  |  | LTF LLSRK250ID | FUSETRONS, 600 VOLT | P | 272.52 | 327.02 | 227.1 | 158.97 | 299.16 | 364.18 | EA | FUR722 | FU722
FUR722 | 0 | 143.9783 | LK | 250 AMP FUSETRON, 600V |  |  |  | LTF LLSRK250ID | FUSETRONS, 600 VOLT | P | 272.52 | 327.02 | 227.1 | 158.97 | 299.16 | 364.18 | EA | FUR722 | HAC6250
FUR724 | 35.8 | 53.48 | LK | 300 AMP FUSETRON, 600V |  |  |  |  | FUSETRONS, 600 VOLT | P | 272.52 | 327.02 | 227.1 | 158.97 | 327.02 | 327.02 | EA | FUR724 | FU724
FUR726 | 35.8 | 56.7133 | LK | 400 AMP FUSETRON, 600V |  |  |  | LTF FLSR400ID | FUSETRONS, 600 VOLT | P | 272.52 | 327.02 | 227.1 | 158.97 | 308.5 | 308.5 | EA | FUR726 | FU726
FUR726 | 35.8 | 56.7133 | LK | 400 AMP FUSETRON, 600V |  |  |  | LTF FLSR400ID | FUSETRONS, 600 VOLT | P | 272.52 | 327.02 | 227.1 | 158.97 | 308.5 | 308.5 | EA | FUR726 | HAC6400
FUR704 | 8.95 | 12.66 | LK | 80 AMP FUSETRON, 600V |  |  |  | LTF FLS-R80-ID (5/box) | FUSETRONS, 600 VOLT | P | 68.12 | 81.74 | 56.78 | 39.75 | 44.28 | 72.21 | EA | FUR704 | FU704
FUR704 | 8.95 | 12.66 | LK | 80 AMP FUSETRON, 600V |  |  |  | LTF FLS-R80-ID (5/box) | FUSETRONS, 600 VOLT | P | 68.12 | 81.74 | 56.78 | 39.75 | 44.28 | 72.21 | EA | FUR704 | HAC6080
FUR706 | 8.91 | 15.3383 | LK | 90 AMP FUSETRON, 600V |  |  |  | LTF FLS-R090-ID (5/box) | FUSETRONS, 600 VOLT | P | 68.12 | 81.74 | 56.78 | 39.75 | 17.32 | 72.21 | EA | FUR706 | FU706
FUR706 | 8.91 | 15.3383 | LK | 90 AMP FUSETRON, 600V |  |  |  | LTF FLS-R090-ID (5/box) | FUSETRONS, 600 VOLT | P | 68.12 | 81.74 | 56.78 | 39.75 | 17.32 | 72.21 | EA | FUR706 | HAC6090
FUR708 | 10.64 | 11.4569 | LK | 100 AMP FUSETRON, 600V |  |  |  | LTF FLSR100ID (5/box) | FUSETRONS, 600 VOLT | P | 68.12 | 81.74 | 56.78 | 39.75 | 45.36 | 72.21 | EA | FUR708 | BUSS FRSR100
FUR708 | 10.64 | 11.4569 | LK | 100 AMP FUSETRON, 600V |  |  |  | LTF FLSR100ID (5/box) | FUSETRONS, 600 VOLT | P | 68.12 | 81.74 | 56.78 | 39.75 | 45.36 | 72.21 | EA | FUR708 | FU708
FUR708 | 10.64 | 11.4569 | LK | 100 AMP FUSETRON, 600V |  |  |  | LTF FLSR100ID (5/box) | FUSETRONS, 600 VOLT | P | 68.12 | 81.74 | 56.78 | 39.75 | 45.36 | 72.21 | EA | FUR708 | HAC6100
FUR708 | 10.64 | 11.4569 | LK | 100 AMP FUSETRON, 600V |  |  |  | LTF FLSR100ID (5/box) | FUSETRONS, 600 VOLT | P | 68.12 | 81.74 | 56.78 | 39.75 | 45.36 | 72.21 | EA | FUR708 | LTF FLSR0100
FUR708 | 10.64 | 11.4569 | LK | 100 AMP FUSETRON, 600V |  |  |  | LTF FLSR100ID (5/box) | FUSETRONS, 600 VOLT | P | 68.12 | 81.74 | 56.78 | 39.75 | 45.36 | 72.21 | EA | FUR708 | LTF FLSR0100ID
FUR710 | 21.32 | 59.9613 | LK | 110 AMP FUSETRON, 600V |  |  |  |  | FUSETRONS, 600 VOLT | P | 136.26 | 163.51 | 113.57 | 79.5 | 41.45 | 144.44 | EA | FUR710 | FU710
FUR712 | 21.32 | 31.9641 | LK | 125 AMP FUSETRON, 600V RK5 |  |  |  | LTF FLSR125ID | FUSETRONS, 600 VOLT | P | 136.26 | 163.51 | 113.57 | 79.5 | 84.46 | 144.44 | EA | FUR712 | BUSS FRS-R-125
FUR712 | 21.32 | 31.9641 | LK | 125 AMP FUSETRON, 600V RK5 |  |  |  | LTF FLSR125ID | FUSETRONS, 600 VOLT | P | 136.26 | 163.51 | 113.57 | 79.5 | 84.46 | 144.44 | EA | FUR712 | FU712
FUR712 | 21.32 | 31.9641 | LK | 125 AMP FUSETRON, 600V RK5 |  |  |  | LTF FLSR125ID | FUSETRONS, 600 VOLT | P | 136.26 | 163.51 | 113.57 | 79.5 | 84.46 | 144.44 | EA | FUR712 | HAC6125
FUR712 | 21.32 | 31.9641 | LK | 125 AMP FUSETRON, 600V RK5 |  |  |  | LTF FLSR125ID | FUSETRONS, 600 VOLT | P | 136.26 | 163.51 | 113.57 | 79.5 | 84.46 | 144.44 | EA | FUR712 | LTF FLRS125ID
FUR712 | 21.32 | 31.9641 | LK | 125 AMP FUSETRON, 600V RK5 |  |  |  | LTF FLSR125ID | FUSETRONS, 600 VOLT | P | 136.26 | 163.51 | 113.57 | 79.5 | 84.46 | 144.44 | EA | FUR712 | LTF FLSR125
FUR714 | 21.32 | 22.6316 | LK | 150 AMP FUSETRON, 600V |  |  |  | LTF FLS-R150-ID | FUSETRONS, 600 VOLT | P | 136.26 | 163.51 | 113.57 | 79.5 | 84.46 | 144.44 | EA | FUR714 | BUSS FRSRS150
FUR714 | 21.32 | 22.6316 | LK | 150 AMP FUSETRON, 600V |  |  |  | LTF FLS-R150-ID | FUSETRONS, 600 VOLT | P | 136.26 | 163.51 | 113.57 | 79.5 | 84.46 | 144.44 | EA | FUR714 | FU714
FUR714 | 21.32 | 22.6316 | LK | 150 AMP FUSETRON, 600V |  |  |  | LTF FLS-R150-ID | FUSETRONS, 600 VOLT | P | 136.26 | 163.51 | 113.57 | 79.5 | 84.46 | 144.44 | EA | FUR714 | HAC6150
FUR714 | 21.32 | 22.6316 | LK | 150 AMP FUSETRON, 600V |  |  |  | LTF FLS-R150-ID | FUSETRONS, 600 VOLT | P | 136.26 | 163.51 | 113.57 | 79.5 | 84.46 | 144.44 | EA | FUR714 | LTF FLSR150
FUR714 | 21.32 | 22.6316 | LK | 150 AMP FUSETRON, 600V |  |  |  | LTF FLS-R150-ID | FUSETRONS, 600 VOLT | P | 136.26 | 163.51 | 113.57 | 79.5 | 84.46 | 144.44 | EA | FUR714 | LTF FLSR150ID
FUR692 | 5.78 | 8.997 | LK | 35 AMP FUSETRON, 600V RK5 |  |  |  | LTF FLSR035ID | FUSETRONS, 600 VOLT | P | 32.97 | 39.56 | 27.48 | 19.24 | 15.34 | 34.95 | EA | FUR692 | BUSS FRS-R-35
FUR692 | 5.78 | 8.997 | LK | 35 AMP FUSETRON, 600V RK5 |  |  |  | LTF FLSR035ID | FUSETRONS, 600 VOLT | P | 32.97 | 39.56 | 27.48 | 19.24 | 15.34 | 34.95 | EA | FUR692 | FU692
FUR692 | 5.78 | 8.997 | LK | 35 AMP FUSETRON, 600V RK5 |  |  |  | LTF FLSR035ID | FUSETRONS, 600 VOLT | P | 32.97 | 39.56 | 27.48 | 19.24 | 15.34 | 34.95 | EA | FUR692 | HAC6035
FUR692 | 5.78 | 8.997 | LK | 35 AMP FUSETRON, 600V RK5 |  |  |  | LTF FLSR035ID | FUSETRONS, 600 VOLT | P | 32.97 | 39.56 | 27.48 | 19.24 | 15.34 | 34.95 | EA | FUR692 | LTF FLSR035
FUR692 | 5.78 | 8.997 | LK | 35 AMP FUSETRON, 600V RK5 |  |  |  | LTF FLSR035ID | FUSETRONS, 600 VOLT | P | 32.97 | 39.56 | 27.48 | 19.24 | 15.34 | 34.95 | EA | FUR692 | LTF FLSR035ID
FUR694 | 5.78 | 6.2672 | LK | 40 AMP FUSETRON, 600V |  |  |  | LTF FLSR040ID (10/box) | FUSETRONS, 600 VOLT | P | 32.97 | 39.56 | 27.48 | 19.24 | 22.68 | 34.95 | EA | FUR694 | FU694
FUR694 | 5.78 | 6.2672 | LK | 40 AMP FUSETRON, 600V |  |  |  | LTF FLSR040ID (10/box) | FUSETRONS, 600 VOLT | P | 32.97 | 39.56 | 27.48 | 19.24 | 22.68 | 34.95 | EA | FUR694 | HAC6040
FUR696 | 0 | 3.57 | LK | 45 AMP FUSETRON, 600V |  |  |  | LTF FLSR45ID (10/box) | FUSETRONS, 600 VOLT | P | 32.97 | 39.56 | 27.48 | 19.24 | 22.68 | 34.95 | EA | FUR696 | FU696
FUR696 | 0 | 3.57 | LK | 45 AMP FUSETRON, 600V |  |  |  | LTF FLSR45ID (10/box) | FUSETRONS, 600 VOLT | P | 32.97 | 39.56 | 27.48 | 19.24 | 22.68 | 34.95 | EA | FUR696 | HAC6045
FUR698 | 5.78 | 8.6544 | LK | 50 AMP FUSETRON, 600V |  |  |  | LTF FLSR50ID (10/box) | FUSETRONS, 600 VOLT | P | 32.97 | 39.56 | 27.48 | 19.24 | 22.68 | 34.95 | EA | FUR698 | FU698
FUR698 | 5.78 | 8.6544 | LK | 50 AMP FUSETRON, 600V |  |  |  | LTF FLSR50ID (10/box) | FUSETRONS, 600 VOLT | P | 32.97 | 39.56 | 27.48 | 19.24 | 22.68 | 34.95 | EA | FUR698 | HAC6050
FUR700 | 5.78 | 6.46 | LK | 60 AMP FUSETRON, 600V |  |  |  | LTF FLS-R60-ID (10/box) | FUSETRONS, 600 VOLT | P | 32.97 | 39.56 | 27.48 | 19.24 | 22.68 | 34.95 | EA | FUR700 | FU700
FUR700 | 5.78 | 6.46 | LK | 60 AMP FUSETRON, 600V |  |  |  | LTF FLS-R60-ID (10/box) | FUSETRONS, 600 VOLT | P | 32.97 | 39.56 | 27.48 | 19.24 | 22.68 | 34.95 | EA | FUR700 | HAC6060
FUR702 | 10.64 | 12.84 | LK | 70 AMP FUSETRON, 600V |  |  |  | LTF FLSR070ID (5/box) | FUSETRONS, 600 VOLT | P | 68.12 | 81.74 | 56.78 | 39.75 | 44.28 | 72.21 | EA | FUR702 | FU702
FUR702 | 10.64 | 12.84 | LK | 70 AMP FUSETRON, 600V |  |  |  | LTF FLSR070ID (5/box) | FUSETRONS, 600 VOLT | P | 68.12 | 81.74 | 56.78 | 39.75 | 44.28 | 72.21 | EA | FUR702 | HAC6070
FUR702 | 10.64 | 12.84 | LK | 70 AMP FUSETRON, 600V |  |  |  | LTF FLSR070ID (5/box) | FUSETRONS, 600 VOLT | P | 68.12 | 81.74 | 56.78 | 39.75 | 44.28 | 72.21 | EA | FUR702 | XLK1181
FUR680 | 3.82 | 6.1166 | LK | 10 AMP FUSETRON, 600V |  |  |  | LTF FLSR010ID (10/box) | FUSETRONS, 600 VOLT | P | 21.76 | 26.11 | 18.14 | 12.7 | 15.34 | 21.76 | EA | FUR680 | FU680
FUR680 | 3.82 | 6.1166 | LK | 10 AMP FUSETRON, 600V |  |  |  | LTF FLSR010ID (10/box) | FUSETRONS, 600 VOLT | P | 21.76 | 26.11 | 18.14 | 12.7 | 15.34 | 21.76 | EA | FUR680 | HAC6010
FUR682 | 3.37 | 3.689 | LK | 15 AMP FUSETRON, 600V |  |  |  | LTF FLSR015ID (10/box) | FUSETRONS, 600 VOLT | P | 19.21 | 23.05 | 16.01 | 11.21 | 15.34 | 20.36 | EA | FUR682 | FU682
FUR682 | 3.37 | 3.689 | LK | 15 AMP FUSETRON, 600V |  |  |  | LTF FLSR015ID (10/box) | FUSETRONS, 600 VOLT | P | 19.21 | 23.05 | 16.01 | 11.21 | 15.34 | 20.36 | EA | FUR682 | HAC6015
FUR682 | 3.37 | 3.689 | LK | 15 AMP FUSETRON, 600V |  |  |  | LTF FLSR015ID (10/box) | FUSETRONS, 600 VOLT | P | 19.21 | 23.05 | 16.01 | 11.21 | 15.34 | 20.36 | EA | FUR682 | MERTSEN TRS15R
FUR684 | 2.67 | 2.67 | LK | 17 1/2 AMP FUSETRON 600V |  |  |  |  | FUSETRONS, 600 VOLT | P | 19.21 | 23.05 | 16.01 | 11.21 | 4.81 | 20.36 | EA | FUR684 | FU684
FUR686 | 3.37 | 3.7525 | LK | 20 AMP FUSETRON, 600V |  |  |  | LTF FLSR020ID | FUSETRONS, 600 VOLT | P | 19.21 | 23.05 | 16.01 | 11.21 | 15.34 | 20.36 | EA | FUR686 | FU686
FUR686 | 3.37 | 3.7525 | LK | 20 AMP FUSETRON, 600V |  |  |  | LTF FLSR020ID | FUSETRONS, 600 VOLT | P | 19.21 | 23.05 | 16.01 | 11.21 | 15.34 | 20.36 | EA | FUR686 | HAC6020
FUR688 | 0 | 3.57 | LK | 25 AMP FUSETRON, 600V |  |  |  | LTF FLS-R25-ID (10/box) | FUSETRONS, 600 VOLT | P | 19.21 | 23.05 | 16.01 | 11.21 | 17.29 | 20.36 | EA | FUR688 | FU688
FUR688 | 0 | 3.57 | LK | 25 AMP FUSETRON, 600V |  |  |  | LTF FLS-R25-ID (10/box) | FUSETRONS, 600 VOLT | P | 19.21 | 23.05 | 16.01 | 11.21 | 17.29 | 20.36 | EA | FUR688 | HAC6025
FUR690 | 3.37 | 3.7711 | LK | 30 AMP FUSETRON, 600V RK5 |  |  |  | LTF FLSR030ID | FUSETRONS, 600 VOLT | P | 19.21 | 23.05 | 16.01 | 11.21 | 15.34 | 20.36 | EA | FUR690 | BUSS FRS-R-30
FUR690 | 3.37 | 3.7711 | LK | 30 AMP FUSETRON, 600V RK5 |  |  |  | LTF FLSR030ID | FUSETRONS, 600 VOLT | P | 19.21 | 23.05 | 16.01 | 11.21 | 15.34 | 20.36 | EA | FUR690 | FU690
FUR690 | 3.37 | 3.7711 | LK | 30 AMP FUSETRON, 600V RK5 |  |  |  | LTF FLSR030ID | FUSETRONS, 600 VOLT | P | 19.21 | 23.05 | 16.01 | 11.21 | 15.34 | 20.36 | EA | FUR690 | HAC6030
FUR690 | 3.37 | 3.7711 | LK | 30 AMP FUSETRON, 600V RK5 |  |  |  | LTF FLSR030ID | FUSETRONS, 600 VOLT | P | 19.21 | 23.05 | 16.01 | 11.21 | 15.34 | 20.36 | EA | FUR690 | LTF FLSR030
FUR690 | 3.37 | 3.7711 | LK | 30 AMP FUSETRON, 600V RK5 |  |  |  | LTF FLSR030ID | FUSETRONS, 600 VOLT | P | 19.21 | 23.05 | 16.01 | 11.21 | 15.34 | 20.36 | EA | FUR690 | LTF FLSR030ID
FUR658 | 0 | 0 | LK | 2.5 AMP FUSETRON, 600V |  |  |  |  | FUSETRONS, 600 VOLT | P | 28.55 | 34.26 | 23.78 | 16.65 | 0 | 30.26 | EA | FUR658 | FU658
FUR660 | 0 | 7.5 | LK | 3 AMP FUSETRON, 600V |  |  |  | LTF FLS-R3-ID (10/box) | FUSETRONS, 600 VOLT | P | 21.76 | 26.11 | 18.14 | 12.7 | 14.58 | 23.07 | EA | FUR660 | FU660
FUR660 | 0 | 7.5 | LK | 3 AMP FUSETRON, 600V |  |  |  | LTF FLS-R3-ID (10/box) | FUSETRONS, 600 VOLT | P | 21.76 | 26.11 | 18.14 | 12.7 | 14.58 | 23.07 | EA | FUR660 | HAC6003
FUR660 | 0 | 7.5 | LK | 3 AMP FUSETRON, 600V |  |  |  | LTF FLS-R3-ID (10/box) | FUSETRONS, 600 VOLT | P | 21.76 | 26.11 | 18.14 | 12.7 | 14.58 | 23.07 | EA | FUR660 | MERTSEN TRS3R
FUR662 | 3.82 | 8.71 | LK | 5 AMP FUSETRON, 600V |  |  |  | LTF FLSR005ID (10/box) | FUSETRONS, 600 VOLT | P | 21.76 | 26.11 | 18.14 | 12.7 | 7.43 | 23.07 | EA | FUR662 | FU662
FUR662 | 3.82 | 8.71 | LK | 5 AMP FUSETRON, 600V |  |  |  | LTF FLSR005ID (10/box) | FUSETRONS, 600 VOLT | P | 21.76 | 26.11 | 18.14 | 12.7 | 7.43 | 23.07 | EA | FUR662 | HAC6005
FUR664 | 3.35 | 3.35 | LK | 6 1/4 AMP FUSETRON, 600V |  |  |  |  | FUSETRONS, 600 VOLT | P | 26.54 | 31.85 | 22.11 | 15.48 | 6.51 | 28.13 | EA | FUR664 | FU664
FUR666 | 0 | 0 | LK | 7 AMP FUSETRON, 600V |  |  |  |  | FUSETRONS, 600 VOLT | P | 26.54 | 31.85 | 22.11 | 15.48 | 0 | 28.13 | EA | FUR666 | FU666
FUR668 | 3.32 | 3.32 | LK | 8 AMP FUSETRON, 600V |  |  |  | LTF FLSR8ID (10/box) | FUSETRONS, 600 VOLT | P | 21.76 | 26.11 | 18.14 | 12.7 | 15.34 | 23.07 | EA | FUR668 | FU668
FUR668 | 3.32 | 3.32 | LK | 8 AMP FUSETRON, 600V |  |  |  | LTF FLSR8ID (10/box) | FUSETRONS, 600 VOLT | P | 21.76 | 26.11 | 18.14 | 12.7 | 15.34 | 23.07 | EA | FUR668 | HAC6008
FUN641 | 5.09 | 5.09 | LK | 60 AMP FUSETRON, 250V |  |  |  |  | FUSETRON, 250 VOLT | P | 15.84 | 19.01 | 13.2 | 13.2 | 9.89 | 16.79 | EA | FUN641 | FU641
FUN642 | 0 | 0 | LK | 70 AMP FUSETRON, 250V |  |  |  |  | FUSETRON, 250 VOLT | P | 35.61 | 42.73 | 29.68 | 29.68 | 0 | 37.75 | EA | FUN642 | FU642
FUN643 | 0 | 0 | LK | 80 AMP FUSETRON, 250V |  |  |  |  | FUSETRON, 250 VOLT | P | 35.61 | 42.73 | 29.68 | 29.68 | 0 | 37.75 | EA | FUN643 | FU643
FUN644 | 0 | 0 | LK | 90 AMP FUSETRON, 250V |  |  |  |  | FUSETRON, 250 VOLT | P | 43.3 | 51.96 | 36.07 | 36.07 | 0 | 45.9 | EA | FUN644 | FU644
FUN645 | 25.52 | 25.52 | LK | 100 AMP FUSETRON, 250V |  |  |  |  | FUSETRON, 250 VOLT | P | 35.61 | 42.73 | 29.68 | 29.68 | 49.62 | 49.62 | EA | FUN645 | FU645
FUR657 | 0 | 0 | LK | 2 AMP FUSETRON, 600V |  |  |  |  | FUSETRONS, 600 VOLT | P | 23.42 | 28.1 | 19.52 | 13.66 | 0 | 24.83 | EA | FUR657 | FU657
FUN635 | 0 | 0 | LK | 25 AMP FUSETRON, 250V |  |  |  | LTF FLN-R25 | FUSETRON, 250 VOLT | P | 8.67 | 10.4 | 7.23 | 7.23 | 7.81 | 9.19 | EA | FUN635 | FU635
FUN635 | 0 | 0 | LK | 25 AMP FUSETRON, 250V |  |  |  | LTF FLN-R25 | FUSETRON, 250 VOLT | P | 8.67 | 10.4 | 7.23 | 7.23 | 7.81 | 9.19 | EA | FUN635 | HAC2025
FUN636 | 0 | 4.75 | LK | 30 AMP FUSETRON, 250V |  |  |  | LTF FLN-R30 | FUSETRON, 250 VOLT | P | 8.67 | 10.4 | 7.23 | 7.23 | 8.37 | 9.19 | EA | FUN636 | FU636
FUN636 | 0 | 4.75 | LK | 30 AMP FUSETRON, 250V |  |  |  | LTF FLN-R30 | FUSETRON, 250 VOLT | P | 8.67 | 10.4 | 7.23 | 7.23 | 8.37 | 9.19 | EA | FUN636 | HAC2030
FUN637 | 0 | 0 | LK | 35 AMP FUSETRON, 250V |  |  |  | LTF FRN-35 | FUSETRON, 250 VOLT | P | 15.84 | 19.01 | 13.2 | 13.2 | 0 | 16.79 | EA | FUN637 | FU637
FUN637 | 0 | 0 | LK | 35 AMP FUSETRON, 250V |  |  |  | LTF FRN-35 | FUSETRON, 250 VOLT | P | 15.84 | 19.01 | 13.2 | 13.2 | 0 | 16.79 | EA | FUN637 | HAC2035
FUN638 | 0 | 0 | LK | 40 AMP FUSETRON, 250V |  |  |  |  | FUSETRON, 250 VOLT | P | 15.84 | 19.01 | 13.2 | 13.2 | 0 | 16.79 | EA | FUN638 | FU638
FUN639 | 0 | 0 | LK | 45 AMP FUSETRON, 250V |  |  |  |  | FUSETRON, 250 VOLT | P | 15.84 | 19.01 | 13.2 | 13.2 | 0 | 16.79 | EA | FUN639 | FU639
FUN640 | 2.67 | 6.4178 | LK | 50 AMP FUSETRON, 250V |  |  |  |  | FUSETRON, 250 VOLT | P | 15.84 | 19.01 | 13.2 | 13.2 | 15.84 | 15.84 | EA | FUN640 | FU640
FUB618 | 0 | 8.27 | LK | FUSE BLOCK 3P 600V 30A |  |  |  | LTF LR60030-3 | FUSE BLOCKS | P | 67.68 | 81.22 | 56.4 | 50.76 | 210.6 | 210.6 | EA | FUB618 | FU618
FUB618 | 0 | 8.27 | LK | FUSE BLOCK 3P 600V 30A |  |  |  | LTF LR60030-3 | FUSE BLOCKS | P | 67.68 | 81.22 | 56.4 | 50.76 | 210.6 | 210.6 | EA | FUB618 | FUB619
FUB618 | 0 | 8.27 | LK | FUSE BLOCK 3P 600V 30A |  |  |  | LTF LR60030-3 | FUSE BLOCKS | P | 67.68 | 81.22 | 56.4 | 50.76 | 210.6 | 210.6 | EA | FUB618 | HAN0002
FUB618 | 0 | 8.27 | LK | FUSE BLOCK 3P 600V 30A |  |  |  | LTF LR60030-3 | FUSE BLOCKS | P | 67.68 | 81.22 | 56.4 | 50.76 | 210.6 | 210.6 | EA | FUB618 | HAN0003
FUB618 | 0 | 8.27 | LK | FUSE BLOCK 3P 600V 30A |  |  |  | LTF LR60030-3 | FUSE BLOCKS | P | 67.68 | 81.22 | 56.4 | 50.76 | 210.6 | 210.6 | EA | FUB618 | XLK188
FUB620 | 10.32 | 12.98 | LK | FUSEBLOCK 1P 30A |  |  |  | LTF L60030M-1PQ (18/box) | FUSE BLOCKS | P | 12.2 | 14.64 | 9.76 | 9.76 | 25.22 | 25.22 | EA | FUB620 | FU620
FUB620 | 10.32 | 12.98 | LK | FUSEBLOCK 1P 30A |  |  |  | LTF L60030M-1PQ (18/box) | FUSE BLOCKS | P | 12.2 | 14.64 | 9.76 | 9.76 | 25.22 | 25.22 | EA | FUB620 | HAN0000
FUB620 | 10.32 | 12.98 | LK | FUSEBLOCK 1P 30A |  |  |  | LTF L60030M-1PQ (18/box) | FUSE BLOCKS | P | 12.2 | 14.64 | 9.76 | 9.76 | 25.22 | 25.22 | EA | FUB620 | XLK1112
FUB622 | 1.54 | 1.54 | LK | "LITTLEFUSE" COVER FUSE | PULLER SP |  |  | LTF SPL001 | FUSE BLOCKS | P | 5.43 | 6.52 | 4.34 | 3.91 | 2.99 | 8.53 | EA | FUB622 | FU622
FUB622 | 1.54 | 1.54 | LK | "LITTLEFUSE" COVER FUSE | PULLER SP |  |  | LTF SPL001 | FUSE BLOCKS | P | 5.43 | 6.52 | 4.34 | 3.91 | 2.99 | 8.53 | EA | FUB622 | HAN0001
FUN630 | 0 | 0 | LK | 10 AMP FUSETRON, 250V |  |  |  | LTF FLN-R10 (10/box) | FUSETRON, 250 VOLT | P | 10.8 | 12.96 | 9 | 9 | 0 | 11.45 | EA | FUN630 | FU630
FUN630 | 0 | 0 | LK | 10 AMP FUSETRON, 250V |  |  |  | LTF FLN-R10 (10/box) | FUSETRON, 250 VOLT | P | 10.8 | 12.96 | 9 | 9 | 0 | 11.45 | EA | FUN630 | HAC2010
FUN631 | 0 | 8.4689 | LK | 15 AMP FUSETRON, 250V |  |  |  | LTF FLN-R15 | FUSETRON, 250 VOLT | P | 8.67 | 10.4 | 7.23 | 7.23 | 0 | 9.19 | EA | FUN631 | CHAC2015
FUN631 | 0 | 8.4689 | LK | 15 AMP FUSETRON, 250V |  |  |  | LTF FLN-R15 | FUSETRON, 250 VOLT | P | 8.67 | 10.4 | 7.23 | 7.23 | 0 | 9.19 | EA | FUN631 | FU631
FUN634 | 0 | 0 | LK | 20 AMP FUSETRON, 250V |  |  |  | LTF FLN-R20 | FUSETRON, 250 VOLT | P | 8.67 | 10.4 | 7.23 | 7.23 | 3.78 | 9.19 | EA | FUN634 | FU634
FUN634 | 0 | 0 | LK | 20 AMP FUSETRON, 250V |  |  |  | LTF FLN-R20 | FUSETRON, 250 VOLT | P | 8.67 | 10.4 | 7.23 | 7.23 | 3.78 | 9.19 | EA | FUN634 | HAC2020
FUA604 | 23.59 | 54 | LK | 100-60A 600V FUSE REDUCER |  |  | LTF LRU216/BUSS216 | LTF LRU616 | FUSE ADAPTERS (PAIRS) | P | 54.6 | 65.52 | 45.49 | 40.94 | 45.86 | 75.02 | PR | FUA604 | BUSSMAN NO.616
FUA604 | 23.59 | 54 | LK | 100-60A 600V FUSE REDUCER |  |  | LTF LRU216/BUSS216 | LTF LRU616 | FUSE ADAPTERS (PAIRS) | P | 54.6 | 65.52 | 45.49 | 40.94 | 45.86 | 75.02 | PR | FUA604 | BUSSMAN NO.616R
FUA604 | 23.59 | 54 | LK | 100-60A 600V FUSE REDUCER |  |  | LTF LRU216/BUSS216 | LTF LRU616 | FUSE ADAPTERS (PAIRS) | P | 54.6 | 65.52 | 45.49 | 40.94 | 45.86 | 75.02 | PR | FUA604 | FU604
FUA604 | 23.59 | 54 | LK | 100-60A 600V FUSE REDUCER |  |  | LTF LRU216/BUSS216 | LTF LRU616 | FUSE ADAPTERS (PAIRS) | P | 54.6 | 65.52 | 45.49 | 40.94 | 45.86 | 75.02 | PR | FUA604 | HAO0002
FUA604 | 23.59 | 54 | LK | 100-60A 600V FUSE REDUCER |  |  | LTF LRU216/BUSS216 | LTF LRU616 | FUSE ADAPTERS (PAIRS) | P | 54.6 | 65.52 | 45.49 | 40.94 | 45.86 | 75.02 | PR | FUA604 | HAO0003
FUA604 | 23.59 | 54 | LK | 100-60A 600V FUSE REDUCER |  |  | LTF LRU216/BUSS216 | LTF LRU616 | FUSE ADAPTERS (PAIRS) | P | 54.6 | 65.52 | 45.49 | 40.94 | 45.86 | 75.02 | PR | FUA604 | LITTELFUSE LRU616
FUA604 | 23.59 | 54 | LK | 100-60A 600V FUSE REDUCER |  |  | LTF LRU216/BUSS216 | LTF LRU616 | FUSE ADAPTERS (PAIRS) | P | 54.6 | 65.52 | 45.49 | 40.94 | 45.86 | 75.02 | PR | FUA604 | LITTELFUSE LRU616R
FUA604 | 23.59 | 54 | LK | 100-60A 600V FUSE REDUCER |  |  | LTF LRU216/BUSS216 | LTF LRU616 | FUSE ADAPTERS (PAIRS) | P | 54.6 | 65.52 | 45.49 | 40.94 | 45.86 | 75.02 | PR | FUA604 | MERTZEN 166
FUA604 | 23.59 | 54 | LK | 100-60A 600V FUSE REDUCER |  |  | LTF LRU216/BUSS216 | LTF LRU616 | FUSE ADAPTERS (PAIRS) | P | 54.6 | 65.52 | 45.49 | 40.94 | 45.86 | 75.02 | PR | FUA604 | MERTZEN R166
FUA606 | 6.4 | 7.6844 | LK | 60-30A 600V FUSE REDUCER |  |  |  | LTF LRU663R/BUSS NO.663R | FUSE ADAPTERS (PAIRS) | P | 24.41 | 29.29 | 20.34 | 18.31 | 12.44 | 33.79 | PR | FUA606 | BUSSMAN NO.663
FUA606 | 6.4 | 7.6844 | LK | 60-30A 600V FUSE REDUCER |  |  |  | LTF LRU663R/BUSS NO.663R | FUSE ADAPTERS (PAIRS) | P | 24.41 | 29.29 | 20.34 | 18.31 | 12.44 | 33.79 | PR | FUA606 | BUSSMAN NO.663R
FUA606 | 6.4 | 7.6844 | LK | 60-30A 600V FUSE REDUCER |  |  |  | LTF LRU663R/BUSS NO.663R | FUSE ADAPTERS (PAIRS) | P | 24.41 | 29.29 | 20.34 | 18.31 | 12.44 | 33.79 | PR | FUA606 | FU606
FUA606 | 6.4 | 7.6844 | LK | 60-30A 600V FUSE REDUCER |  |  |  | LTF LRU663R/BUSS NO.663R | FUSE ADAPTERS (PAIRS) | P | 24.41 | 29.29 | 20.34 | 18.31 | 12.44 | 33.79 | PR | FUA606 | HAO0001
FUA606 | 6.4 | 7.6844 | LK | 60-30A 600V FUSE REDUCER |  |  |  | LTF LRU663R/BUSS NO.663R | FUSE ADAPTERS (PAIRS) | P | 24.41 | 29.29 | 20.34 | 18.31 | 12.44 | 33.79 | PR | FUA606 | LITTELFUSE LRU663M
FUA606 | 6.4 | 7.6844 | LK | 60-30A 600V FUSE REDUCER |  |  |  | LTF LRU663R/BUSS NO.663R | FUSE ADAPTERS (PAIRS) | P | 24.41 | 29.29 | 20.34 | 18.31 | 12.44 | 33.79 | PR | FUA606 | LITTELFUSE LRU663R
FUA606 | 6.4 | 7.6844 | LK | 60-30A 600V FUSE REDUCER |  |  |  | LTF LRU663R/BUSS NO.663R | FUSE ADAPTERS (PAIRS) | P | 24.41 | 29.29 | 20.34 | 18.31 | 12.44 | 33.79 | PR | FUA606 | MERTZEN 636
FUA606 | 6.4 | 7.6844 | LK | 60-30A 600V FUSE REDUCER |  |  |  | LTF LRU663R/BUSS NO.663R | FUSE ADAPTERS (PAIRS) | P | 24.41 | 29.29 | 20.34 | 18.31 | 12.44 | 33.79 | PR | FUA606 | MERTZEN R636
FUB612 | 0 | 11.87 | LK | "FNQ" 1-POLE FUSE BLCK BUSSM |  |  |  |  | FUSE BLOCKS | P | 6.52 | 7.82 | 5.43 | 4.89 | 25.22 | 25.22 | EA | FUB612 | FU612
FUB614 | 0 | 31.11 | LK | "FNQ" 2-POLE FUSE BLCK BUSSM |  |  |  |  | FUSE BLOCKS | P | 11.33 | 13.6 | 9.44 | 8.5 | 60.48 | 12.01 | EA | FUB614 | FU614
FUB616 | 0 | 0 | LK | "FNQ" 3-POLE FUSE BLCK BUSSM |  |  |  |  | FUSE BLOCKS | P | 16.8 | 20.16 | 16.8 | 15.12 | 0 | 15.93 | EA | FUB616 | FU616
FUB617 | 0 | 0 | LK | "FRS" FUSE BLCK SP 600V 30 A |  |  |  |  | FUSE BLOCKS | P | 23.85 | 28.62 | 19.87 | 17.88 | 0 | 25.28 | EA | FUB617 | FU617
FUM584 | 92 | 92 | LK | TYPE MDL FUSE, GLASS | TUBE, 250V TIME DLY |  |  |  | FUSES (MISC.) (MIDGET FUSES) | P | 284 | 340.8 | 236 | 177 | 178.85 | 301.04 | C | FUM584 | FERRAZ GDL
FUM584 | 92 | 92 | LK | TYPE MDL FUSE, GLASS | TUBE, 250V TIME DLY |  |  |  | FUSES (MISC.) (MIDGET FUSES) | P | 284 | 340.8 | 236 | 177 | 178.85 | 301.04 | C | FUM584 | FU584
FUM584 | 92 | 92 | LK | TYPE MDL FUSE, GLASS | TUBE, 250V TIME DLY |  |  |  | FUSES (MISC.) (MIDGET FUSES) | P | 284 | 340.8 | 236 | 177 | 178.85 | 301.04 | C | FUM584 | GOULD GDL
FUM584 | 92 | 92 | LK | TYPE MDL FUSE, GLASS | TUBE, 250V TIME DLY |  |  |  | FUSES (MISC.) (MIDGET FUSES) | P | 284 | 340.8 | 236 | 177 | 178.85 | 301.04 | C | FUM584 | MERSEN GDL
FUM584 | 92 | 92 | LK | TYPE MDL FUSE, GLASS | TUBE, 250V TIME DLY |  |  |  | FUSES (MISC.) (MIDGET FUSES) | P | 284 | 340.8 | 236 | 177 | 178.85 | 301.04 | C | FUM584 | SHAWMUT GDL
FUM586 | 6.37 | 8.42 | LK | TYPE BBS 500V FIBER TUBE | MIDGET FUSE |  |  | LTF BLS001 (10/box) | FUSES (MISC.) (MIDGET FUSES) | P | 14.22 | 17.06 | 11.85 | 8.89 | 16.36 | 16.36 | EA | FUM586 | FU586
FUM586 | 6.37 | 8.42 | LK | TYPE BBS 500V FIBER TUBE | MIDGET FUSE |  |  | LTF BLS001 (10/box) | FUSES (MISC.) (MIDGET FUSES) | P | 14.22 | 17.06 | 11.85 | 8.89 | 16.36 | 16.36 | EA | FUM586 | HAL6001
FUM588 | 6.59 | 8.4584 | LK | FUSE 600V TIME DELAY FLQ | FNQ (FLQ) ATQR |  |  | LTF FLQ7 | FUSES (MISC.) (MIDGET FUSES) | P | 33.01 | 39.61 | 27.5 | 20.63 | 16.36 | 33.01 | EA | FUM588 | FU588
FUM588 | 6.59 | 8.4584 | LK | FUSE 600V TIME DELAY FLQ | FNQ (FLQ) ATQR |  |  | LTF FLQ7 | FUSES (MISC.) (MIDGET FUSES) | P | 33.01 | 39.61 | 27.5 | 20.63 | 16.36 | 33.01 | EA | FUM588 | HAL5007
FUM590 | 3.95 | 0.56 | LK | TYPE FNM FUSE 250 VOLT | TIME DELAY |  |  | LTF FLMO2.8 | FUSES (MISC.) (MIDGET FUSES) | P | 9.7 | 11.64 | 8.09 | 6.07 | 7.68 | 10.28 | EA | FUM590 | FU590
FUM590 | 3.95 | 0.56 | LK | TYPE FNM FUSE 250 VOLT | TIME DELAY |  |  | LTF FLMO2.8 | FUSES (MISC.) (MIDGET FUSES) | P | 9.7 | 11.64 | 8.09 | 6.07 | 7.68 | 10.28 | EA | FUM590 | HAL2001
FUA600 | 24.22 | 47.584 | LK | 200-100A 250/600V FUSE REDUCER |  |  |  | LTF LRU2621R | FUSE ADAPTERS (PAIRS) | P | 69.99 | 83.99 | 58.31 | 52.48 | 47.09 | 100.67 | PR | FUA600 | BUSSMAN NO.2621
FUA600 | 24.22 | 47.584 | LK | 200-100A 250/600V FUSE REDUCER |  |  |  | LTF LRU2621R | FUSE ADAPTERS (PAIRS) | P | 69.99 | 83.99 | 58.31 | 52.48 | 47.09 | 100.67 | PR | FUA600 | BUSSMAN NO.2621R
FUA600 | 24.22 | 47.584 | LK | 200-100A 250/600V FUSE REDUCER |  |  |  | LTF LRU2621R | FUSE ADAPTERS (PAIRS) | P | 69.99 | 83.99 | 58.31 | 52.48 | 47.09 | 100.67 | PR | FUA600 | FU600
FUA600 | 24.22 | 47.584 | LK | 200-100A 250/600V FUSE REDUCER |  |  |  | LTF LRU2621R | FUSE ADAPTERS (PAIRS) | P | 69.99 | 83.99 | 58.31 | 52.48 | 47.09 | 100.67 | PR | FUA600 | HAO0004
FUA600 | 24.22 | 47.584 | LK | 200-100A 250/600V FUSE REDUCER |  |  |  | LTF LRU2621R | FUSE ADAPTERS (PAIRS) | P | 69.99 | 83.99 | 58.31 | 52.48 | 47.09 | 100.67 | PR | FUA600 | LITTELFUSE LRU2621
FUA600 | 24.22 | 47.584 | LK | 200-100A 250/600V FUSE REDUCER |  |  |  | LTF LRU2621R | FUSE ADAPTERS (PAIRS) | P | 69.99 | 83.99 | 58.31 | 52.48 | 47.09 | 100.67 | PR | FUA600 | LITTELFUSE LRU2621R
FUA602 | 65.12 | 65.12 | LK | 200-60A 600V FUSE REDUCER |  |  |  | LTF LRU626R/BUSS NO.626R | FUSE ADAPTERS (PAIRS) | P | 221.02 | 265.22 | 184.18 | 165.76 | 126.6 | 234.28 | PR | FUA602 | BUSSMAN NO.626
FUA602 | 65.12 | 65.12 | LK | 200-60A 600V FUSE REDUCER |  |  |  | LTF LRU626R/BUSS NO.626R | FUSE ADAPTERS (PAIRS) | P | 221.02 | 265.22 | 184.18 | 165.76 | 126.6 | 234.28 | PR | FUA602 | BUSSMAN NO.626R
FUA602 | 65.12 | 65.12 | LK | 200-60A 600V FUSE REDUCER |  |  |  | LTF LRU626R/BUSS NO.626R | FUSE ADAPTERS (PAIRS) | P | 221.02 | 265.22 | 184.18 | 165.76 | 126.6 | 234.28 | PR | FUA602 | FU602
FUA602 | 65.12 | 65.12 | LK | 200-60A 600V FUSE REDUCER |  |  |  | LTF LRU626R/BUSS NO.626R | FUSE ADAPTERS (PAIRS) | P | 221.02 | 265.22 | 184.18 | 165.76 | 126.6 | 234.28 | PR | FUA602 | LITTELFUSE LRU626
FUA602 | 65.12 | 65.12 | LK | 200-60A 600V FUSE REDUCER |  |  |  | LTF LRU626R/BUSS NO.626R | FUSE ADAPTERS (PAIRS) | P | 221.02 | 265.22 | 184.18 | 165.76 | 126.6 | 234.28 | PR | FUA602 | LITTELFUSE LRU626R
FUA602 | 65.12 | 65.12 | LK | 200-60A 600V FUSE REDUCER |  |  |  | LTF LRU626R/BUSS NO.626R | FUSE ADAPTERS (PAIRS) | P | 221.02 | 265.22 | 184.18 | 165.76 | 126.6 | 234.28 | PR | FUA602 | MERTZEN 266
FUA602 | 65.12 | 65.12 | LK | 200-60A 600V FUSE REDUCER |  |  |  | LTF LRU626R/BUSS NO.626R | FUSE ADAPTERS (PAIRS) | P | 221.02 | 265.22 | 184.18 | 165.76 | 126.6 | 234.28 | PR | FUA602 | MERTZEN R266
FUP564 | 4.78 | 4.78 | LK | 7A TYPE X, PRIMARY FUSE |  |  |  |  | PRIMARY FUSES - TYPE X | P | 15.72 | 18.86 | 13.1 | 10.48 | 9.29 | 16.66 | EA | FUP564 | FU564
FUP566 | 5.13 | 5.13 | LK | 10A TYPE X, PRIMARY FUSE |  |  |  |  | PRIMARY FUSES - TYPE X | P | 15.72 | 18.86 | 13.1 | 10.48 | 9.97 | 16.66 | EA | FUP566 | FU566
FUP568 | 5.17 | 5.17 | LK | 15A TYPE X, PRIMARY FUSE |  |  |  |  | PRIMARY FUSES - TYPE X | P | 15.72 | 18.86 | 13.1 | 10.48 | 10.05 | 16.66 | EA | FUP568 | FU568
FUM580 | 79 | 79.7152 | LK | TYPE AGC FUSE 250 VOLT | GLASS TUBE |  |  |  | FUSES (MISC.) (MIDGET FUSES) | P | 161 | 193.2 | 134 | 121 | 253.8 | 253.8 | C | FUM580 | FERRAZ GGC
FUM580 | 79 | 79.7152 | LK | TYPE AGC FUSE 250 VOLT | GLASS TUBE |  |  |  | FUSES (MISC.) (MIDGET FUSES) | P | 161 | 193.2 | 134 | 121 | 253.8 | 253.8 | C | FUM580 | FU580
FUM580 | 79 | 79.7152 | LK | TYPE AGC FUSE 250 VOLT | GLASS TUBE |  |  |  | FUSES (MISC.) (MIDGET FUSES) | P | 161 | 193.2 | 134 | 121 | 253.8 | 253.8 | C | FUM580 | GOULD GGC
FUM580 | 79 | 79.7152 | LK | TYPE AGC FUSE 250 VOLT | GLASS TUBE |  |  |  | FUSES (MISC.) (MIDGET FUSES) | P | 161 | 193.2 | 134 | 121 | 253.8 | 253.8 | C | FUM580 | MERSEN GGC
FUM580 | 79 | 79.7152 | LK | TYPE AGC FUSE 250 VOLT | GLASS TUBE |  |  |  | FUSES (MISC.) (MIDGET FUSES) | P | 161 | 193.2 | 134 | 121 | 253.8 | 253.8 | C | FUM580 | SHAWMUT GGC
FUM580 | 79 | 79.7152 | LK | TYPE AGC FUSE 250 VOLT | GLASS TUBE |  |  |  | FUSES (MISC.) (MIDGET FUSES) | P | 161 | 193.2 | 134 | 121 | 253.8 | 253.8 | C | FUM580 | XLK051
FUM582 | 0 | 103.69 | LK | TYPE GMA FUSE, GLASS | TUBE, 250V |  |  |  | FUSES (MISC.) (MIDGET FUSES) | P | 358 | 429.6 | 298 | 224 | 336.96 | 379.48 | C | FUM582 | EL014
FUM582 | 0 | 103.69 | LK | TYPE GMA FUSE, GLASS | TUBE, 250V |  |  |  | FUSES (MISC.) (MIDGET FUSES) | P | 358 | 429.6 | 298 | 224 | 336.96 | 379.48 | C | FUM582 | EL016
FUM582 | 0 | 103.69 | LK | TYPE GMA FUSE, GLASS | TUBE, 250V |  |  |  | FUSES (MISC.) (MIDGET FUSES) | P | 358 | 429.6 | 298 | 224 | 336.96 | 379.48 | C | FUM582 | EL017
FUM582 | 0 | 103.69 | LK | TYPE GMA FUSE, GLASS | TUBE, 250V |  |  |  | FUSES (MISC.) (MIDGET FUSES) | P | 358 | 429.6 | 298 | 224 | 336.96 | 379.48 | C | FUM582 | EL018
FUM582 | 0 | 103.69 | LK | TYPE GMA FUSE, GLASS | TUBE, 250V |  |  |  | FUSES (MISC.) (MIDGET FUSES) | P | 358 | 429.6 | 298 | 224 | 336.96 | 379.48 | C | FUM582 | EL130
FUM582 | 0 | 103.69 | LK | TYPE GMA FUSE, GLASS | TUBE, 250V |  |  |  | FUSES (MISC.) (MIDGET FUSES) | P | 358 | 429.6 | 298 | 224 | 336.96 | 379.48 | C | FUM582 | EL255
FUM582 | 0 | 103.69 | LK | TYPE GMA FUSE, GLASS | TUBE, 250V |  |  |  | FUSES (MISC.) (MIDGET FUSES) | P | 358 | 429.6 | 298 | 224 | 336.96 | 379.48 | C | FUM582 | FERRAZ GGM
FUM582 | 0 | 103.69 | LK | TYPE GMA FUSE, GLASS | TUBE, 250V |  |  |  | FUSES (MISC.) (MIDGET FUSES) | P | 358 | 429.6 | 298 | 224 | 336.96 | 379.48 | C | FUM582 | FU582
FUM582 | 0 | 103.69 | LK | TYPE GMA FUSE, GLASS | TUBE, 250V |  |  |  | FUSES (MISC.) (MIDGET FUSES) | P | 358 | 429.6 | 298 | 224 | 336.96 | 379.48 | C | FUM582 | GOULD GGM
FUM582 | 0 | 103.69 | LK | TYPE GMA FUSE, GLASS | TUBE, 250V |  |  |  | FUSES (MISC.) (MIDGET FUSES) | P | 358 | 429.6 | 298 | 224 | 336.96 | 379.48 | C | FUM582 | MERSEN GGM
FUM582 | 0 | 103.69 | LK | TYPE GMA FUSE, GLASS | TUBE, 250V |  |  |  | FUSES (MISC.) (MIDGET FUSES) | P | 358 | 429.6 | 298 | 224 | 336.96 | 379.48 | C | FUM582 | SHAWMUT GGM
FUP552 | 0 | 0 | LK | 1 1/2A TYPE X, PRIMARY FUSE |  |  |  |  | PRIMARY FUSES - TYPE X | P | 17.47 | 20.96 | 14.56 | 11.65 | 0 | 18.52 | EA | FUP552 | FU552
FUP554 | 0 | 0 | LK | 2 A TYPE X, PRIMARY FUSE |  |  |  |  | PRIMARY FUSES - TYPE X | P | 17.47 | 20.96 | 14.56 | 11.65 | 0 | 18.52 | EA | FUP554 | FU554
FUP556 | 0 | 0 | LK | 2 1/2A TYPE X, PRIMARY FUSE |  |  |  |  | PRIMARY FUSES - TYPE X | P | 17.47 | 20.96 | 14.56 | 11.65 | 0 | 18.52 | EA | FUP556 | FU556
FUP558 | 0 | 0 | LK | 2 3/4A TYPE X, PRIMARY FUSE |  |  |  |  | PRIMARY FUSES - TYPE X | P | 16.38 | 19.66 | 13.65 | 10.92 | 0 | 17.36 | EA | FUP558 | FU558
FUP560 | 0 | 0 | LK | 3 1/2A TYPE X, PRIMARY FUSE |  |  |  |  | PRIMARY FUSES - TYPE X | P | 16.38 | 19.66 | 13.65 | 10.92 | 0 | 17.36 | EA | FUP560 | FU560
FUP562 | 0 | 0 | LK | 4A TYPE X, PRIMARY FUSE |  |  |  |  | PRIMARY FUSES - TYPE X | P | 16.38 | 19.66 | 13.65 | 10.92 | 0 | 17.36 | EA | FUP562 | FU562
FUP563 | 0 | 0 | LK | 5 1/2A TYPE X, PRIMARY FUSE |  |  |  |  | PRIMARY FUSES - TYPE X | P | 16.38 | 19.66 | 13.65 | 10.92 | 0 | 17.36 | EA | FUP563 | FU563
FUP534 | 0 | 0 | LK | 100A TYPE T PRIMARY FUSE |  |  |  | CPFS FL11T100R (25/box) | TYPE T PRIMARY FUSE | P | 22.93 | 27.52 | 19.11 | 15.29 | 0 | 24.31 | EA | FUP534 | FU534
FUP534 | 0 | 0 | LK | 100A TYPE T PRIMARY FUSE |  |  |  | CPFS FL11T100R (25/box) | TYPE T PRIMARY FUSE | P | 22.93 | 27.52 | 19.11 | 15.29 | 0 | 24.31 | EA | FUP534 | RAD0100
FUP538 | 0 | 0 | LK | 140A TYPE T PRIMARY FUSE |  |  |  |  | TYPE T PRIMARY FUSE | P | 58.96 | 70.75 | 49.13 | 39.3 | 0 | 62.5 | EA | FUP538 | FU538
FUP544 | 0 | 0 | LK | 200A TYPE T PRIMARY FUSE |  |  |  |  | TYPE T PRIMARY FUSE | P | 69.88 | 83.86 | 58.23 | 46.58 | 0 | 74.07 | EA | FUP544 | FU544
FUP550 | 0 | 0 | LK | 1A TYPE X, PRIMARY FUSE |  |  |  |  | PRIMARY FUSES - TYPE X | P | 17.47 | 20.96 | 14.56 | 11.65 | 0 | 18.52 | EA | FUP550 | FU550
FUP520 | 0 | 0 | LK | 30A TYPE T PRIMARY FUSE |  |  |  | CPFS FL11T30R (25/box) | TYPE T PRIMARY FUSE | P | 12.01 | 14.41 | 10.01 | 8.01 | 0 | 12.73 | EA | FUP520 | FU520
FUP520 | 0 | 0 | LK | 30A TYPE T PRIMARY FUSE |  |  |  | CPFS FL11T30R (25/box) | TYPE T PRIMARY FUSE | P | 12.01 | 14.41 | 10.01 | 8.01 | 0 | 12.73 | EA | FUP520 | RAD0030
FUP522 | 0 | 0 | LK | 40A TYPE T PRIMARY FUSE |  |  |  | KEA FL11T40 (25/box) | TYPE T PRIMARY FUSE | P | 13.1 | 15.72 | 10.92 | 8.74 | 0 | 13.89 | EA | FUP522 | FU522
FUP522 | 0 | 0 | LK | 40A TYPE T PRIMARY FUSE |  |  |  | KEA FL11T40 (25/box) | TYPE T PRIMARY FUSE | P | 13.1 | 15.72 | 10.92 | 8.74 | 0 | 13.89 | EA | FUP522 | RAD0040
FUP524 | 0 | 0 | LK | 50A TYPE T PRIMARY FUSE |  |  |  | KEA FL11T50R (25/box) | TYPE T PRIMARY FUSE | P | 12.56 | 15.07 | 10.46 | 8.37 | 0 | 13.31 | EA | FUP524 | FU524
FUP524 | 0 | 0 | LK | 50A TYPE T PRIMARY FUSE |  |  |  | KEA FL11T50R (25/box) | TYPE T PRIMARY FUSE | P | 12.56 | 15.07 | 10.46 | 8.37 | 0 | 13.31 | EA | FUP524 | RAD0050
FUP528 | 0 | 0 | LK | 65A TYPE T PRIMARY FUSE |  |  |  | KEA-FL11T80 | TYPE T PRIMARY FUSE | P | 20.74 | 24.89 | 17.29 | 13.83 | 0 | 21.98 | EA | FUP528 | FU528
FUP532 | 0 | 0 | LK | 80A TYPE T PRIMARY FUSE |  |  |  | KEA-FL11T80 (25/box) | TYPE T PRIMARY FUSE | P | 24.02 | 28.82 | 20.02 | 16.02 | 0 | 25.46 | EA | FUP532 | FU532
FUP532 | 0 | 0 | LK | 80A TYPE T PRIMARY FUSE |  |  |  | KEA-FL11T80 (25/box) | TYPE T PRIMARY FUSE | P | 24.02 | 28.82 | 20.02 | 16.02 | 0 | 25.46 | EA | FUP532 | RAD0080
FUP508 | 0 | 0 | LK | 8A TYPE T PRIMARY FUSE |  |  |  | KEA FL11T8 (25/box) | TYPE T PRIMARY FUSE | P | 10.92 | 13.1 | 9.1 | 7.28 | 0 | 11.58 | EA | FUP508 | FU508
FUP508 | 0 | 0 | LK | 8A TYPE T PRIMARY FUSE |  |  |  | KEA FL11T8 (25/box) | TYPE T PRIMARY FUSE | P | 10.92 | 13.1 | 9.1 | 7.28 | 0 | 11.58 | EA | FUP508 | RAD0008
FUP510 | 0 | 0 | LK | 10A TYPE T PRIMARY FUSE |  |  |  | CPFS FL11T10 (25/box) | TYPE T PRIMARY FUSE | P | 10.92 | 13.1 | 9.1 | 7.28 | 0 | 11.58 | EA | FUP510 | FU510
FUP510 | 0 | 0 | LK | 10A TYPE T PRIMARY FUSE |  |  |  | CPFS FL11T10 (25/box) | TYPE T PRIMARY FUSE | P | 10.92 | 13.1 | 9.1 | 7.28 | 0 | 11.58 | EA | FUP510 | RAD0010
FUP512 | 0 | 0 | LK | 12A TYPE T PRIMARY FUSE |  |  |  | KEA FL11T12 (25/box) | TYPE T PRIMARY FUSE | P | 10.92 | 13.1 | 9.1 | 7.28 | 0 | 11.58 | EA | FUP512 | FU512
FUP512 | 0 | 0 | LK | 12A TYPE T PRIMARY FUSE |  |  |  | KEA FL11T12 (25/box) | TYPE T PRIMARY FUSE | P | 10.92 | 13.1 | 9.1 | 7.28 | 0 | 11.58 | EA | FUP512 | RAD0012
FUP514 | 0 | 0 | LK | 15A TYPE T PRIMARY FUSE |  |  |  | CPFS FL11T15 (25/box) | TYPE T PRIMARY FUSE | P | 10.92 | 13.1 | 9.1 | 7.28 | 0 | 11.58 | EA | FUP514 | FU514
FUP514 | 0 | 0 | LK | 15A TYPE T PRIMARY FUSE |  |  |  | CPFS FL11T15 (25/box) | TYPE T PRIMARY FUSE | P | 10.92 | 13.1 | 9.1 | 7.28 | 0 | 11.58 | EA | FUP514 | RAD0015
FUP516 | 0 | 0 | LK | 20A TYPE T PRIMARY FUSE |  |  |  | CPFS FL11T20 (25/box) | TYPE T PRIMARY FUSE | P | 10.92 | 13.1 | 9.1 | 7.28 | 0 | 11.58 | EA | FUP516 | FU516
FUP516 | 0 | 0 | LK | 20A TYPE T PRIMARY FUSE |  |  |  | CPFS FL11T20 (25/box) | TYPE T PRIMARY FUSE | P | 10.92 | 13.1 | 9.1 | 7.28 | 0 | 11.58 | EA | FUP516 | RAD0020
FUP518 | 0 | 0 | LK | 25A TYPE T PRIMARY FUSE |  |  |  | KEA FL11T25 (25/box) | TYPE T PRIMARY FUSE | P | 13.1 | 15.72 | 10.92 | 8.74 | 0 | 13.89 | EA | FUP518 | FU518
FUP518 | 0 | 0 | LK | 25A TYPE T PRIMARY FUSE |  |  |  | KEA FL11T25 (25/box) | TYPE T PRIMARY FUSE | P | 13.1 | 15.72 | 10.92 | 8.74 | 0 | 13.89 | EA | FUP518 | RAD0025
FUP442 | 0 | 0 | LK | 175A TYPE QA PRIMARY FUSE |  |  |  |  | TYPE QA PRIMARY FUSE | P | 65.51 | 78.61 | 54.59 | 43.67 | 0 | 69.44 | EA | FUP442 | FU442
FUP444 | 0 | 0 | LK | 200A TYPE QA PRIMARY FUSE |  |  |  |  | TYPE QA PRIMARY FUSE | P | 69.88 | 83.86 | 58.23 | 46.58 | 0 | 74.07 | EA | FUP444 | FU444
FUP496 | 0 | 0 | LK | 1A TYPE T PRIMARY FUSE |  |  |  |  | TYPE T PRIMARY FUSE | P | 14.19 | 17.03 | 11.83 | 9.46 | 0 | 15.04 | EA | FUP496 | FU496
FUP498 | 0 | 0 | LK | 2A TYPE T PRIMARY FUSE |  |  |  | CPFS FL11T2 (25/box) | TYPE T PRIMARY FUSE | P | 13.1 | 15.72 | 10.92 | 8.73 | 0 | 13.89 | EA | FUP498 | FU498
FUP498 | 0 | 0 | LK | 2A TYPE T PRIMARY FUSE |  |  |  | CPFS FL11T2 (25/box) | TYPE T PRIMARY FUSE | P | 13.1 | 15.72 | 10.92 | 8.73 | 0 | 13.89 | EA | FUP498 | RAD0002
FUP500 | 0 | 0 | LK | 3A TYPE T PRIMARY FUSE |  |  |  |  | TYPE T PRIMARY FUSE | P | 10.92 | 13.1 | 9.1 | 7.28 | 0 | 11.58 | EA | FUP500 | FU500
FUP504 | 0 | 0 | LK | 6A TYPE T PRIMARY FUSE |  |  |  | KEA FL11T6 (25/box) | TYPE T PRIMARY FUSE | P | 10.92 | 13.1 | 9.1 | 7.28 | 0 | 11.58 | EA | FUP504 | FU504
FUP504 | 0 | 0 | LK | 6A TYPE T PRIMARY FUSE |  |  |  | KEA FL11T6 (25/box) | TYPE T PRIMARY FUSE | P | 10.92 | 13.1 | 9.1 | 7.28 | 0 | 11.58 | EA | FUP504 | RAD0006
FUP422 | 0 | 0 | LK | 40A TYPE QA PRIMARY FUSE |  |  |  |  | TYPE QA PRIMARY FUSE | P | 12.56 | 15.07 | 10.46 | 8.37 | 0 | 13.31 | EA | FUP422 | FU422
FUP424 | 0 | 0 | LK | 50A TYPE QA PRIMARY FUSE |  |  |  |  | TYPE QA PRIMARY FUSE | P | 12.56 | 15.07 | 10.46 | 8.37 | 0 | 13.31 | EA | FUP424 | FU424
FUP426 | 5.12 | 5.12 | LK | 60A TYPE QA PRIMARY FUSE |  |  |  |  | TYPE QA PRIMARY FUSE | P | 17.47 | 20.96 | 14.56 | 11.65 | 9.96 | 18.52 | EA | FUP426 | FU426
FUP430 | 0 | 0 | LK | 75A TYPE QA PRIMARY FUSE |  |  |  |  | TYPE QA PRIMARY FUSE | P | 17.47 | 20.96 | 14.56 | 11.65 | 0 | 18.52 | EA | FUP430 | FU430
FUP434 | 0 | 0 | LK | 100A TYPE QA PRIMARY FUSE |  |  |  |  | TYPE QA PRIMARY FUSE | P | 21.84 | 26.21 | 18.2 | 14.56 | 0 | 23.15 | EA | FUP434 | FU434
FUP436 | 0 | 0 | LK | 125A TYPE QA PRIMARY FUSE |  |  |  |  | TYPE QA PRIMARY FUSE | P | 28.39 | 34.07 | 23.66 | 18.93 | 0 | 30.09 | EA | FUP436 | FU436
FUP440 | 0 | 0 | LK | 150A TYPE QA PRIMARY FUSE |  |  |  |  | TYPE QA PRIMARY FUSE | P | 50.22 | 60.26 | 41.85 | 33.48 | 0 | 53.23 | EA | FUP440 | FU440
FUP402 | 0 | 0 | LK | 5A TYPE QA PRIMARY FUSE |  |  |  |  | TYPE QA PRIMARY FUSE | P | 11.46 | 13.75 | 9.55 | 7.64 | 0 | 12.15 | EA | FUP402 | FU402
FUP406 | 0 | 0 | LK | 7A TYPE QA PRIMARY FUSE |  |  |  |  | TYPE QA PRIMARY FUSE | P | 11.46 | 13.75 | 9.55 | 7.64 | 0 | 12.15 | EA | FUP406 | FU406
FUP410 | 0 | 0 | LK | 10A TYPE QA PRIMARY FUSE |  |  |  |  | TYPE QA PRIMARY FUSE | P | 11.46 | 13.75 | 9.55 | 7.64 | 0 | 12.15 | EA | FUP410 | FU410
FUP414 | 0 | 0 | LK | 15A TYPE QA PRIMARY FUSE |  |  |  |  | TYPE QA PRIMARY FUSE | P | 11.46 | 13.75 | 9.55 | 7.64 | 0 | 12.15 | EA | FUP414 | FU414
FUP416 | 0 | 0 | LK | 20A TYPE QA PRIMARY FUSE |  |  |  |  | TYPE QA PRIMARY FUSE | P | 11.46 | 13.75 | 9.55 | 7.64 | 0 | 12.15 | EA | FUP416 | FU416
FUP418 | 0 | 0 | LK | 25A TYPE QA PRIMARY FUSE |  |  |  |  | TYPE QA PRIMARY FUSE | P | 12.01 | 14.41 | 10.01 | 8.01 | 0 | 12.73 | EA | FUP418 | FU418
FUP420 | 0 | 0 | LK | 30A TYPE QA PRIMARY FUSE |  |  |  |  | TYPE QA PRIMARY FUSE | P | 12.01 | 14.41 | 10.01 | 8.01 | 0 | 12.73 | EA | FUP420 | FU420
FUP334 | 0 | 0 | LK | 100A TYPE KS PRIMARY FUSE |  |  |  |  | TYPE KS PRIMARY FUSE | P | 24.02 | 28.82 | 20.02 | 16.02 | 0 | 25.46 | EA | FUP334 | FU334
FUP336 | 0 | 0 | LK | 125A TYPE KS PRIMARY FUSE |  |  |  |  | TYPE KS PRIMARY FUSE | P | 61.14 | 73.37 | 50.95 | 40.76 | 0 | 64.81 | EA | FUP336 | FU336
FUP340 | 17.64 | 17.64 | LK | 150A TYPE KS PRIMARY FUSE |  |  |  |  | TYPE KS PRIMARY FUSE | P | 61.14 | 73.37 | 50.95 | 40.76 | 34.29 | 64.81 | EA | FUP340 | FU340
FUP344 | 0 | 0 | LK | 200A TYPE KS PRIMARY FUSE |  |  |  |  | TYPE KS PRIMARY FUSE | P | 74.24 | 89.09 | 61.87 | 49.5 | 0 | 78.69 | EA | FUP344 | FU344
FUP396 | 0 | 0 | LK | 1A TYPE QA PRIMARY FUSE |  |  |  |  | TYPE QA PRIMARY FUSE | P | 14.19 | 17.03 | 11.83 | 9.46 | 0 | 15.04 | EA | FUP396 | FU396
FUP398 | 0 | 0 | LK | 2A TYPE QA PRIMARY FUSE |  |  |  |  | TYPE QA PRIMARY FUSE | P | 14.19 | 17.03 | 11.83 | 9.46 | 0 | 15.04 | EA | FUP398 | FU398
FUP400 | 0 | 0 | LK | 3A TYPE QA PRIMARY FUSE |  |  |  |  | TYPE QA PRIMARY FUSE | P | 12.01 | 14.41 | 10.01 | 8.01 | 0 | 12.73 | EA | FUP400 | FU400
FUP316 | 0 | 0 | LK | 20A TYPE KS PRIMARY FUSE |  |  |  |  | TYPE KS PRIMARY FUSE | P | 12.01 | 14.41 | 10.01 | 8.01 | 0 | 12.73 | EA | FUP316 | FU316
FUP318 | 0 | 0 | LK | 25A TYPE KS PRIMARY FUSE |  |  |  |  | TYPE KS PRIMARY FUSE | P | 13.1 | 15.72 | 10.92 | 8.74 | 0 | 13.89 | EA | FUP318 | FU318
FUP320 | 0 | 0 | LK | 30A TYPE KS PRIMARY FUSE |  |  |  |  | TYPE KS PRIMARY FUSE | P | 13.1 | 15.72 | 10.92 | 8.74 | 0 | 13.89 | EA | FUP320 | FU320
FUP322 | 0 | 0 | LK | 40A TYPE KS PRIMARY FUSE |  |  |  |  | TYPE KS PRIMARY FUSE | P | 13.54 | 16.25 | 11.28 | 9.02 | 0 | 14.35 | EA | FUP322 | FU322
FUP324 | 0 | 0 | LK | 50A TYPE KS PRIMARY FUSE |  |  |  |  | TYPE KS PRIMARY FUSE | P | 13.54 | 16.25 | 11.28 | 9.02 | 0 | 14.35 | EA | FUP324 | FU324
FUP328 | 0 | 0 | LK | 65A TYPE KS PRIMARY FUSE |  |  |  |  | TYPE KS PRIMARY FUSE | P | 19.65 | 23.58 | 16.38 | 13.1 | 0 | 20.83 | EA | FUP328 | FU328
FUP332 | 0 | 0 | LK | 80A TYPE KS PRIMARY FUSE |  |  |  |  | TYPE KS PRIMARY FUSE | P | 22.93 | 27.52 | 19.11 | 15.29 | 0 | 24.31 | EA | FUP332 | FU332
FUP296 | 0 | 0 | LK | 1A TYPE KS PRIMARY FUSE |  |  |  |  | TYPE KS PRIMARY FUSE | P | 13.1 | 15.72 | 10.92 | 8.74 | 0 | 13.89 | EA | FUP296 | FU296
FUP298 | 0 | 0 | LK | 2A TYPE KS PRIMARY FUSE |  |  |  |  | TYPE KS PRIMARY FUSE | P | 13.1 | 15.72 | 10.92 | 8.74 | 0 | 13.89 | EA | FUP298 | FU298
FUP300 | 0 | 0 | LK | 3A TYPE KS PRIMARY FUSE |  |  |  |  | TYPE KS PRIMARY FUSE | P | 12.01 | 14.41 | 10.01 | 8.01 | 0 | 12.73 | EA | FUP300 | FU300
FUP302 | 0 | 0 | LK | 5A TYPE KS PRIMARY FUSE |  |  |  |  | TYPE KS PRIMARY FUSE | P | 12.01 | 14.41 | 10.01 | 8.01 | 0 | 12.73 | EA | FUP302 | FU302
FUP306 | 0 | 0 | LK | 7A TYPE KS PRIMARY FUSE |  |  |  |  | TYPE KS PRIMARY FUSE | P | 11.39 | 13.67 | 9.49 | 8.01 | 0 | 12.07 | EA | FUP306 | FU306
FUP310 | 0 | 0 | LK | 10A TYPE KS PRIMARY FUSE |  |  |  |  | TYPE KS PRIMARY FUSE | P | 12.01 | 14.41 | 10.01 | 8.08 | 0 | 12.73 | EA | FUP310 | FU310
FUP314 | 0 | 0 | LK | 15A TYPE KS PRIMARY FUSE |  |  |  |  | TYPE KS PRIMARY FUSE | P | 12.01 | 14.41 | 10.01 | 8.01 | 0 | 12.73 | EA | FUP314 | FU314
FUP222 | 0 | 0 | LK | 40A TYPE K PRIMARY FUSE |  |  |  |  | TYPE K PRIMARY FUSE | P | 11.39 | 13.67 | 9.49 | 7.59 | 0 | 12.07 | EA | FUP222 | FU222
FUP224 | 3.47 | 3.47 | LK | 50A TYPE K PRIMARY FUSE |  |  |  |  | TYPE K PRIMARY FUSE | P | 11.39 | 13.67 | 9.49 | 7.59 | 6.75 | 12.07 | EA | FUP224 | FU224
FUP228 | 0 | 0 | LK | 65A TYPE K PRIMARY FUSE |  |  |  |  | TYPE K PRIMARY FUSE | P | 16.56 | 19.87 | 13.8 | 11.04 | 0 | 17.55 | EA | FUP228 | FU228
FUP232 | 0 | 0 | LK | 80A TYPE K PRIMARY FUSE |  |  |  |  | TYPE K PRIMARY FUSE | P | 20.7 | 24.84 | 17.25 | 13.8 | 0 | 21.94 | EA | FUP232 | FU232
FUP208 | 0 | 0 | LK | 8A TYPE K PRIMARY FUSE |  |  |  |  | TYPE K PRIMARY FUSE | P | 10.35 | 12.42 | 8.63 | 6.9 | 0 | 10.97 | EA | FUP208 | FU208
FUP216 | 4.11 | 4.11 | LK | 20A TYPE K PRIMARY FUSE |  |  |  |  | TYPE K PRIMARY FUSE | P | 10.35 | 12.42 | 8.63 | 6.9 | 7.99 | 10.97 | EA | FUP216 | FU216
FUP218 | 0 | 0 | LK | 25A TYPE K PRIMARY FUSE |  |  |  |  | TYPE K PRIMARY FUSE | P | 11.39 | 13.67 | 9.49 | 7.59 | 0 | 12.07 | EA | FUP218 | FU218
FUP220 | 3.86 | 3.86 | LK | 30A TYPE K PRIMARY FUSE |  |  |  |  | TYPE K PRIMARY FUSE | P | 11.8 | 14.16 | 9.83 | 7.86 | 7.51 | 12.51 | EA | FUP220 | FU220
ENF420 | 0 | 0 | LK | 30"X 24" X 12" FIBERGLASS | ENCLOSURE |  |  |  | ENCLOSURES, FIBERGLASS | P | 1486.8 | 1784.16 | 1239 | 1115.1 | 0 | 1485.7 | EA | ENF420 | EN480
ENF200 | 0 | 0 | LK | 12" X 10" FIBERGLASS ENCLOSURE |  |  |  |  | ENCLOSURES, FIBERGLASS | P | 199.32 | 239.18 | 166.1 | 149.49 | 0 | 203.14 | EA | ENF200 | EN458
ENF240 | 0 | 0 | LK | 14" X 12" FIBERGLASS ENCLOSURE |  |  |  |  | ENCLOSURES, FIBERGLASS | P | 264.84 | 317.81 | 220.7 | 198.63 | 0 | 269.92 | EA | ENF240 | EN460
ENF280 | 0 | 175.33 | LK | 16" X 14" FIBERGLASS ENCLOSURE |  |  |  |  | ENCLOSURES, FIBERGLASS | P | 307.8 | 369.36 | 256.5 | 230.85 | 307.28 | 295.92 | EA | ENF280 | EN462
ENF320 | 0 | 0 | LK | 18" X 16" FIBERGLASS ENCLOSURE |  |  |  |  | ENCLOSURES, FIBERGLASS | P | 381.96 | 458.35 | 318.3 | 286.47 | 0 | 389.23 | EA | ENF320 | EN464
ENF360 | 0 | 366 | LK | 20" X 20" FIBERGLASS ENCLOSURE |  |  |  |  | ENCLOSURES, FIBERGLASS | P | 1298.4 | 1558.08 | 1082 | 973.8 | 1402.27 | 1402.27 | EA | ENF360 | EN466
ENF380 | 0 | 0 | LK | 24" X 20" FIBERGLASS ENCLOSURE |  |  |  |  | ENCLOSURES, FIBERGLASS | P | 1424.4 | 1709.28 | 1187 | 1068.3 | 0 | 1509.86 | EA | ENF380 | EN468
ENB360 | 23.2 | 33.2 | LK | 20" X 20" ENCLOSURE BACKPLATE |  |  |  |  | ENCLOSURE BACKPLATES | P | 123.07 | 147.68 | 102.56 | 92.3 | 82.35 | 130.45 | EA | ENB360 | EN429
ENB380 | 0 | 42.98 | LK | 24" X 20" ENCLOSURE BACKPLATE |  |  |  | HOF A24P20 | ENCLOSURE BACKPLATES | P | 156.31 | 187.57 | 130.26 | 117.23 | 111.64 | 165.69 | EA | ENB380 | EAA5010
ENB380 | 0 | 42.98 | LK | 24" X 20" ENCLOSURE BACKPLATE |  |  |  | HOF A24P20 | ENCLOSURE BACKPLATES | P | 156.31 | 187.57 | 130.26 | 117.23 | 111.64 | 165.69 | EA | ENB380 | EN430
ENB400 | 0 | 49.38 | LK | 24" X 24" ENCLOSURE BACKPLATE |  | HOF A2424 | HOF CP2424 | AUTO HW WM2424A | ENCLOSURE BACKPLATES | P | 192 | 230.4 | 160 | 144 | 135 | 203.52 | EA | ENB400 | B0909
ENB400 | 0 | 49.38 | LK | 24" X 24" ENCLOSURE BACKPLATE |  | HOF A2424 | HOF CP2424 | AUTO HW WM2424A | ENCLOSURE BACKPLATES | P | 192 | 230.4 | 160 | 144 | 135 | 203.52 | EA | ENB400 | EAA5009
ENB400 | 0 | 49.38 | LK | 24" X 24" ENCLOSURE BACKPLATE |  | HOF A2424 | HOF CP2424 | AUTO HW WM2424A | ENCLOSURE BACKPLATES | P | 192 | 230.4 | 160 | 144 | 135 | 203.52 | EA | ENB400 | EAA5011
ENB400 | 0 | 49.38 | LK | 24" X 24" ENCLOSURE BACKPLATE |  | HOF A2424 | HOF CP2424 | AUTO HW WM2424A | ENCLOSURE BACKPLATES | P | 192 | 230.4 | 160 | 144 | 135 | 203.52 | EA | ENB400 | EAD0010
ENB420 | 0 | 59.74 | LK | 30" X 24" ENCLOSURE BACKPLATE |  |  |  | HOF A-16P14 PANEL | ENCLOSURE BACKPLATES | P | 267.63 | 321.16 | 223.03 | 200.73 | 165 | 260.29 | EA | ENB420 | EN440
ENF100 | 0 | 14.79 | LK | 6" X 6" FIBERGLASS ENCLOSURE |  |  |  |  | ENCLOSURES, FIBERGLASS | P | 136.68 | 164.02 | 113.9 | 102.51 | 23 | 65.68 | EA | ENF100 | EN452
ENF120 | 0 | 0 | LK | 8" X 6" FIBERGLASS ENCLOSURE |  |  |  |  | ENCLOSURES, FIBERGLASS | P | 140.64 | 168.77 | 117.2 | 105.48 | 0 | 127.8 | EA | ENF120 | EN454
ENF160 | 0 | 0 | LK | 10" X 8" FIBERGLASS ENCLOSURE |  |  |  |  | ENCLOSURES, FIBERGLASS | P | 163.56 | 196.27 | 136.3 | 122.67 | 0 | 166.63 | EA | ENF160 | EN456
ENB100 | 2.38 | 82.4 | LK | 6" X 6" ENCLOSURE BACKPLATE |  |  |  |  | ENCLOSURE BACKPLATES | P | 11.65 | 13.98 | 9.71 | 8.74 | 7.22 | 7.22 | EA | ENB100 | EN416
ENB120 | 0 | 0 | LK | 8" X 6" ENCLOSURE BACKPLATE |  |  |  | HOF A8P6 | ENCLOSURE BACKPLATES | P | 14.07 | 16.88 | 11.73 | 10.56 | 7.61 | 12.92 | EA | ENB120 | EAA5001
ENB120 | 0 | 0 | LK | 8" X 6" ENCLOSURE BACKPLATE |  |  |  | HOF A8P6 | ENCLOSURE BACKPLATES | P | 14.07 | 16.88 | 11.73 | 10.56 | 7.61 | 12.92 | EA | ENB120 | EN418
ENB160 | 5.02 | 7.34 | LK | 10" X 8" ENCLOSURE BACKPLATE |  |  |  | HOF A10P8 | ENCLOSURE BACKPLATES | P | 19.61 | 23.53 | 16.34 | 14.71 | 15 | 19.61 | EA | ENB160 | EAA5006
ENB160 | 5.02 | 7.34 | LK | 10" X 8" ENCLOSURE BACKPLATE |  |  |  | HOF A10P8 | ENCLOSURE BACKPLATES | P | 19.61 | 23.53 | 16.34 | 14.71 | 15 | 19.61 | EA | ENB160 | EN420
ENB200 | 8.31 | 10.15 | LK | 12" X 10" ENCLOSURE BACKPLATE |  |  |  |  | ENCLOSURE BACKPLATES | P | 25.74 | 30.89 | 21.45 | 19.31 | 16.16 | 23.62 | EA | ENB200 | EN422
ENB240 | 7.68 | 13.79 | LK | 14" X 12" ENCLOSURE BACKPLATE |  |  |  | HOF A14P12 (4/box) | ENCLOSURE BACKPLATES | P | 31.05 | 37.26 | 25.88 | 23.29 | 32.56 | 32.56 | EA | ENB240 | EAA5005
ENB240 | 7.68 | 13.79 | LK | 14" X 12" ENCLOSURE BACKPLATE |  |  |  | HOF A14P12 (4/box) | ENCLOSURE BACKPLATES | P | 31.05 | 37.26 | 25.88 | 23.29 | 32.56 | 32.56 | EA | ENB240 | EN424
ENB280 | 0 | 19.2829 | LK | 16" X 14" ENCLOSURE BACKPLATE |  |  |  | HOF A16P14 |  | P | 37.08 | 44.5 | 30.9 | 27.81 | 32.54 | 39.3 | EA | ENB280 | EAA5007
ENB280 | 0 | 19.2829 | LK | 16" X 14" ENCLOSURE BACKPLATE |  |  |  | HOF A16P14 |  | P | 37.08 | 44.5 | 30.9 | 27.81 | 32.54 | 39.3 | EA | ENB280 | EN426
ENB320 | 22.04 | 22.04 | LK | 18" X 16" ENCLOSURE BACKPLATE |  |  |  |  | ENCLOSURE BACKPLATES | P | 52.29 | 62.75 | 43.58 | 39.22 | 42.84 | 50.86 | EA | ENB320 | EN428
ENS120 | 0 | 12.98 | LK | 8" X 6" METAL ENCLOSURE |  |  |  | HOF A806CHNF | ENCLOSURES, METAL | P | 122.52 | 147.02 | 102.1 | 91.89 | 131.08 | 131.08 | EA | ENS120 | EAA1001
ENS120 | 0 | 12.98 | LK | 8" X 6" METAL ENCLOSURE |  |  |  | HOF A806CHNF | ENCLOSURES, METAL | P | 122.52 | 147.02 | 102.1 | 91.89 | 131.08 | 131.08 | EA | ENS120 | EN404
ERS206 | 42.95 | 76.6725 | LK | 10" X 8" METAL ENCLOSURE | [5 empty] | P | 152.16 | 182.59 | 126.8 | 103.5 | 172.8 | 172.8 | EA | ? | ?
ENS200 | 0 | 22.28 | LK | 12" X 10" METAL ENCLOSURE |  |  |  |  | ENCLOSURES, METAL | P | 194.76 | 233.71 | 162.3 | 146.07 | 43.31 | 121.1 | EA | ENS200 | EN408
ENS240 | 0 | 174.97 | LK | 14" X 12" METAL ENCLOSURE |  |  |  | HOF A1412CHNF | ENCLOSURES, METAL | P | 246.24 | 295.49 | 205.2 | 184.68 | 208.98 | 281.7 | EA | ENS240 | EAA1004
ENS240 | 0 | 174.97 | LK | 14" X 12" METAL ENCLOSURE |  |  |  | HOF A1412CHNF | ENCLOSURES, METAL | P | 246.24 | 295.49 | 205.2 | 184.68 | 208.98 | 281.7 | EA | ENS240 | EN410
ENS240 | 0 | 174.97 | LK | 14" X 12" METAL ENCLOSURE |  |  |  | HOF A1412CHNF | ENCLOSURES, METAL | P | 246.24 | 295.49 | 205.2 | 184.68 | 208.98 | 281.7 | EA | ENS240 | ZB013
ENS280 | 0 | 205.85 | LK | 16" X 14" METAL ENCLOSURE |  |  |  |  | ENCLOSURES, METAL | P | 289.92 | 347.9 | 241.6 | 217.44 | 366.66 | 359.87 | EA | ENS280 | EN412
ENS420 | 0 | 448.05 | LK | 24" X 20" ENCLOSURE |  |  |  | HOF A24P20 | ENCLOSURES, METAL | P | 777.36 | 932.83 | 647.8 | 647.8 | 945 | 927.5 | EA | ENS420 | EAA5010
ENS420 | 0 | 448.05 | LK | 24" X 20" ENCLOSURE |  |  |  | HOF A24P20 | ENCLOSURES, METAL | P | 777.36 | 932.83 | 647.8 | 647.8 | 945 | 927.5 | EA | ENS420 | EN414
ELR354 | 0 | 1484.6667 | LK | 2" RIGID 90 DEGREE ELBOW |  |  |  |  | RIGID 90 DEGREE ELLS | P | 3050.95 | 3661.14 | 2653 | 2388 | 2835 | 3234.01 | C | ELR354 | BAA0609
ELR354 | 0 | 1484.6667 | LK | 2" RIGID 90 DEGREE ELBOW |  |  |  |  | RIGID 90 DEGREE ELLS | P | 3050.95 | 3661.14 | 2653 | 2388 | 2835 | 3234.01 | C | ELR354 | EL354
ELR356 | 0 | 2599 | LK | 2 1/2" RIGID 90 DEGREE ELBOW |  |  |  |  | RIGID 90 DEGREE ELLS | P | 5339.45 | 6407.34 | 4643 | 4179 | 3623.62 | 5659.82 | C | ELR356 | BAA0709
ELR356 | 0 | 2599 | LK | 2 1/2" RIGID 90 DEGREE ELBOW |  |  |  |  | RIGID 90 DEGREE ELLS | P | 5339.45 | 6407.34 | 4643 | 4179 | 3623.62 | 5659.82 | C | ELR356 | EL356
ELR358 | 0 | 0 | LK | 3" RIGID 90 DEGREE ELBOW |  |  |  |  | RIGID 90 DEGREE ELLS | P | 7406 | 8887.2 | 6440 | 5796 | 6955.2 | 7850.36 | C | ELR358 | BAA0809
ELR358 | 0 | 0 | LK | 3" RIGID 90 DEGREE ELBOW |  |  |  |  | RIGID 90 DEGREE ELLS | P | 7406 | 8887.2 | 6440 | 5796 | 6955.2 | 7850.36 | C | ELR358 | EL358
ELR360 | 0 | 0 | LK | 4" RIGID 90 DEGREE ELBOW |  |  |  |  | RIGID 90 DEGREE ELLS | P | 13282.5 | 15939 | 11550 | 10395 | 0 | 14079.45 | C | ELR360 | BAA1009
ELR360 | 0 | 0 | LK | 4" RIGID 90 DEGREE ELBOW |  |  |  |  | RIGID 90 DEGREE ELLS | P | 13282.5 | 15939 | 11550 | 10395 | 0 | 14079.45 | C | ELR360 | EL360
ENS100 | 0 | 5.21 | LK | 6" X 6" METAL ENCLOSURE |  |  |  |  | ENCLOSURES, METAL | P | 115.3 | 138.36 | 96.09 | 86.48 | 87.48 | 108.78 | EA | ENS100 | EN402
ENS100 | 0 | 5.21 | LK | 6" X 6" METAL ENCLOSURE |  |  |  |  | ENCLOSURES, METAL | P | 115.3 | 138.36 | 96.09 | 86.48 | 87.48 | 108.78 | EA | ENS100 | MILBANK 664SC3R
ELB334 | 0 | 0 | LK | 4" PVC COATED 90 DEG ELL |  |  |  |  | PVC COATED 90 DEGREE ELLS | P | 28431 | 34117.2 | 24723 | 22251 | 0 | 30136.86 | C | ELB334 | BAL1003
ELB334 | 0 | 0 | LK | 4" PVC COATED 90 DEG ELL |  |  |  |  | PVC COATED 90 DEGREE ELLS | P | 28431 | 34117.2 | 24723 | 22251 | 0 | 30136.86 | C | ELB334 | EL334
ELR342 | 0 | 0 | LK | 1/2" RIGID 90 DEGREE ELL |  |  |  |  | RIGID 90 DEGREE ELLS | P | 775.1 | 930.12 | 674 | 674 | 0 | 821.61 | C | ELR342 | BAA0109
ELR342 | 0 | 0 | LK | 1/2" RIGID 90 DEGREE ELL |  |  |  |  | RIGID 90 DEGREE ELLS | P | 775.1 | 930.12 | 674 | 674 | 0 | 821.61 | C | ELR342 | EL342
ELR346 | 0 | 0 | LK | 3/4" RIGID 90 DEGREE ELL |  |  |  |  | RIGID 90 DEGREE ELLS | P | 809.6 | 971.52 | 704 | 704 | 0 | 858.18 | C | ELR346 | EL346
ELR348 | 0 | 0 | LK | 1" RIGID 90 DEGREE ELBOW |  |  |  |  | RIGID 90 DEGREE ELLS | P | 1242 | 1490.4 | 1080 | 1080 | 0 | 1316.52 | C | ELR348 | BAA0309
ELR348 | 0 | 0 | LK | 1" RIGID 90 DEGREE ELBOW |  |  |  |  | RIGID 90 DEGREE ELLS | P | 1242 | 1490.4 | 1080 | 1080 | 0 | 1316.52 | C | ELR348 | EL348
ELR350 | 0 | 0 | LK | 1 1/4" RIGID 90 DEGREE ELL |  |  |  |  | RIGID 90 DEGREE ELLS | P | 1704.3 | 2045.16 | 1482 | 1482 | 0 | 1806.56 | C | ELR350 | BAA0409
ELR350 | 0 | 0 | LK | 1 1/4" RIGID 90 DEGREE ELL |  |  |  |  | RIGID 90 DEGREE ELLS | P | 1704.3 | 2045.16 | 1482 | 1482 | 0 | 1806.56 | C | ELR350 | EL350
ELR352 | 1070 | 1070.59 | LK | 1 1/2" RIGID 90 DEGREE ELBOW |  |  |  |  | RIGID 90 DEGREE ELLS | P | 2112.55 | 2535.06 | 1837 | 1653 | 2080.08 | 2239.3 | C | ELR352 | BAA0509
ELR352 | 1070 | 1070.59 | LK | 1 1/2" RIGID 90 DEGREE ELBOW |  |  |  |  | RIGID 90 DEGREE ELLS | P | 2112.55 | 2535.06 | 1837 | 1653 | 2080.08 | 2239.3 | C | ELR352 | EL352
ELB322 | 1684.75 | 1684.75 | LK | 1" PVC COATED 90 DEG ELL |  |  |  |  | PVC COATED 90 DEGREE ELLS | P | 3137.78 | 3765.34 | 2728.5 | 2456 | 3275.15 | 3326.05 | C | ELB322 | BAL0303
ELB322 | 1684.75 | 1684.75 | LK | 1" PVC COATED 90 DEG ELL |  |  |  |  | PVC COATED 90 DEGREE ELLS | P | 3137.78 | 3765.34 | 2728.5 | 2456 | 3275.15 | 3326.05 | C | ELB322 | EL322
ELB324 | 0 | 0 | LK | 1 1/4" PVC COATED 90 DEG ELL |  |  |  |  | PVC COATED 90 DEGREE ELLS | P | 3854.89 | 4625.87 | 3352.08 | 3017 | 0 | 4086.18 | C | ELB324 | BAL0403
ELB324 | 0 | 0 | LK | 1 1/4" PVC COATED 90 DEG ELL |  |  |  |  | PVC COATED 90 DEGREE ELLS | P | 3854.89 | 4625.87 | 3352.08 | 3017 | 0 | 4086.18 | C | ELB324 | EL324
ELB326 | 0 | 0 | LK | 1 1/2" PVC COATED 90 DEG ELL |  |  |  |  | PVC COATED 90 DEGREE ELLS | P | 4737.92 | 5685.5 | 4119.93 | 3708 | 0 | 5022.2 | C | ELB326 | BAL0503
ELB326 | 0 | 0 | LK | 1 1/2" PVC COATED 90 DEG ELL |  |  |  |  | PVC COATED 90 DEGREE ELLS | P | 4737.92 | 5685.5 | 4119.93 | 3708 | 0 | 5022.2 | C | ELB326 | EL326
ELB328 | 0 | 0 | LK | 2" PVC COATED 90 DEG ELL |  |  |  |  | PVC COATED 90 DEGREE ELLS | P | 6613.32 | 7935.98 | 5750.71 | 5176 | 0 | 7010.12 | C | ELB328 | BAL0603
ELB328 | 0 | 0 | LK | 2" PVC COATED 90 DEG ELL |  |  |  |  | PVC COATED 90 DEGREE ELLS | P | 6613.32 | 7935.98 | 5750.71 | 5176 | 0 | 7010.12 | C | ELB328 | EL328
ELB330 | 0 | 0 | LK | 2 1/2" PVC COATED 90 DEG ELL |  |  |  |  | PVC COATED 90 DEGREE ELLS | P | 12459 | 14950.8 | 10834 | 9751 | 0 | 13206.54 | C | ELB330 | BAL0703
ELB330 | 0 | 0 | LK | 2 1/2" PVC COATED 90 DEG ELL |  |  |  |  | PVC COATED 90 DEGREE ELLS | P | 12459 | 14950.8 | 10834 | 9751 | 0 | 13206.54 | C | ELB330 | EL330
ELB332 | 0 | 0 | LK | 3" PVC COATED 90 DEG ELL |  |  |  |  | PVC COATED 90 DEGREE ELLS | P | 19913 | 23895.6 | 17316 | 15584 | 0 | 21107.78 | C | ELB332 | BAL0803
ELB332 | 0 | 0 | LK | 3" PVC COATED 90 DEG ELL |  |  |  |  | PVC COATED 90 DEGREE ELLS | P | 19913 | 23895.6 | 17316 | 15584 | 0 | 21107.78 | C | ELB332 | EL332
ELP308 | 363.9 | 133.5417 | LK | 1 1/2" PVC 90 DEG ELL | SCHEDULE 80 |  |  |  | PVC 90 DEG ELLS | P | 706.69 | 848.03 | 441.68 | 398 | 707.42 | 734.4 | C | ELP308 | BAD0503
ELP308 | 363.9 | 133.5417 | LK | 1 1/2" PVC 90 DEG ELL | SCHEDULE 80 |  |  |  | PVC 90 DEG ELLS | P | 706.69 | 848.03 | 441.68 | 398 | 707.42 | 734.4 | C | ELP308 | EL308
ELP310 | 176.6 | 165.02 | LK | 2" PVC 90 DEG ELBOW |  |  |  | EPVC ELB-PN-2IN-90DEG | PVC 90 DEG ELLS | P | 952.9 | 1143.48 | 595.56 | 536 | 343.31 | 990.26 | C | ELP310 | BAD0603
ELP310 | 176.6 | 165.02 | LK | 2" PVC 90 DEG ELBOW |  |  |  | EPVC ELB-PN-2IN-90DEG | PVC 90 DEG ELLS | P | 952.9 | 1143.48 | 595.56 | 536 | 343.31 | 990.26 | C | ELP310 | EL310
ELP312 | 225.88 | 258.6 | LK | 2 1/2" PVC 90 DEG ELL | SCHEDULE 80 |  |  |  | PVC 90 DEG ELLS | P | 1679.62 | 2015.54 | 1049.76 | 945 | 439.11 | 1780.4 | C | ELP312 | BAD0703
ELP312 | 225.88 | 258.6 | LK | 2 1/2" PVC 90 DEG ELL | SCHEDULE 80 |  |  |  | PVC 90 DEG ELLS | P | 1679.62 | 2015.54 | 1049.76 | 945 | 439.11 | 1780.4 | C | ELP312 | EL312
ELP312 | 225.88 | 258.6 | LK | 2 1/2" PVC 90 DEG ELL | SCHEDULE 80 |  |  |  | PVC 90 DEG ELLS | P | 1679.62 | 2015.54 | 1049.76 | 945 | 439.11 | 1780.4 | C | ELP312 | XLK076
ELP314 | 405 | 503.7143 | LK | 3" PVC 90 DEG ELBOW |  |  |  | EPVC ELB PN-3IN-90DEG- | PVC 90 DEG ELLS | P | 2873.54 | 3448.25 | 1795.96 | 1616 | 1015.2 | 2986.21 | C | ELP314 | BAD0803
ELP314 | 405 | 503.7143 | LK | 3" PVC 90 DEG ELBOW |  |  |  | EPVC ELB PN-3IN-90DEG- | PVC 90 DEG ELLS | P | 2873.54 | 3448.25 | 1795.96 | 1616 | 1015.2 | 2986.21 | C | ELP314 | EL314
ELP316 | 0 | 877 | LK | 4" PVC 90 DEG ELL |  |  |  | EPVC ELB-PN-4IN-90DEG-48RAD-SC | PVC 90 DEG ELLS | P | 4563.55 | 5476.26 | 2852.22 | 2567 | 2794 | 2975 | C | ELP316 | BAD1003
ELP316 | 0 | 877 | LK | 4" PVC 90 DEG ELL |  |  |  | EPVC ELB-PN-4IN-90DEG-48RAD-SC | PVC 90 DEG ELLS | P | 4563.55 | 5476.26 | 2852.22 | 2567 | 2794 | 2975 | C | ELP316 | EL316
ELB320 | 1530.33 | 1530.33 | LK | 3/4" PVC COATED 90 DEG ELL |  |  |  |  | PVC COATED 90 DEGREE ELLS | P | 2735.99 | 3283.19 | 2379.12 | 2141 | 2974.96 | 2974.96 | C | ELB320 | BAL0203
ELB320 | 1530.33 | 1530.33 | LK | 3/4" PVC COATED 90 DEG ELL |  |  |  |  | PVC COATED 90 DEGREE ELLS | P | 2735.99 | 3283.19 | 2379.12 | 2141 | 2974.96 | 2974.96 | C | ELB320 | EL320
DEC208 | 0 | 2.73 | LK | LARGE "DANGER-480 VOLT" DECA |  |  |  |  | DECALS | P | 2.86 | 3.43 | 2.86 | 2.57 | 0 | 3.03 | EA | DEC208 | DE208
ELP300 | 48 | 48 | LK | 1/2" PVC 90 DEG ELL | SCHEDULE 80 |  |  |  | PVC 90 DEG ELLS | P | 237.26 | 284.71 | 148.29 | 133 | 93.31 | 246.57 | C | ELP300 | BAD0103
ELP300 | 48 | 48 | LK | 1/2" PVC 90 DEG ELL | SCHEDULE 80 |  |  |  | PVC 90 DEG ELLS | P | 237.26 | 284.71 | 148.29 | 133 | 93.31 | 246.57 | C | ELP300 | EL300
ELP302 | 0 | 41.2941 | LK | 3/4" PVC 90 DEG ELBOW | SCHEDULE 80 |  |  |  | PVC 90 DEG ELLS | P | 233.92 | 280.7 | 146.2 | 132 | 81 | 243.1 | C | ELP302 | BAD0203
ELP302 | 0 | 41.2941 | LK | 3/4" PVC 90 DEG ELBOW | SCHEDULE 80 |  |  |  | PVC 90 DEG ELLS | P | 233.92 | 280.7 | 146.2 | 132 | 81 | 243.1 | C | ELP302 | EL302
ELP304 | 40 | 62.6667 | LK | 1" PVC 90 DEG ELL |  |  |  |  | PVC 90 DEG ELLS | P | 130 | 156 | 130 | 117 | 140.4 | 359.89 | C | ELP304 | BAD0303
ELP304 | 40 | 62.6667 | LK | 1" PVC 90 DEG ELL |  |  |  |  | PVC 90 DEG ELLS | P | 130 | 156 | 130 | 117 | 140.4 | 359.89 | C | ELP304 | EL304
ELP304 | 40 | 62.6667 | LK | 1" PVC 90 DEG ELL |  |  |  |  | PVC 90 DEG ELLS | P | 130 | 156 | 130 | 117 | 140.4 | 359.89 | C | ELP304 | PT215
ELP304 | 40 | 62.6667 | LK | 1" PVC 90 DEG ELL |  |  |  |  | PVC 90 DEG ELLS | P | 130 | 156 | 130 | 117 | 140.4 | 359.89 | C | ELP304 | XLK450
ELP306 | 273.58 | 173.8 | LK | 1 1/4" PVC 90 DEG ELBOW | SCHEDULE 80 |  |  |  | PVC 90 DEG ELLS | P | 547.23 | 656.68 | 342.02 | 308 | 531.84 | 568.7 | C | ELP306 | BAD0403
ELP306 | 273.58 | 173.8 | LK | 1 1/4" PVC 90 DEG ELBOW | SCHEDULE 80 |  |  |  | PVC 90 DEG ELLS | P | 547.23 | 656.68 | 342.02 | 308 | 531.84 | 568.7 | C | ELP306 | EL306
CUT730 | 0 | 0 | LK | 27KV 100 AMP LOADBREAK CUTOUT |  |  |  |  | CUTOUTS (LOADBREAK) | P | 230.18 | 276.22 | 230.18 | 195.65 | 0 | 243.99 | EA | CUT730 | CU730
DEC202 | 0 | 4.17 | LK | SMALL "DANGER-120 VOLT" DECA |  |  |  |  | DECALS | P | 2.13 | 2.56 | 2.13 | 1.92 | 8.1 | 8.1 | EA | DEC202 | DE202
DEC204 | 0 | 0 | LK | SMALL "DANGER-240 VOLT" DECA |  |  |  |  | DECALS | P | 2.13 | 2.56 | 2.13 | 1.92 | 0 | 2.26 | EA | DEC204 | DE204
DEC206 | 0 | 0.61 | LK | SMALL "DANGER-480 VOLT" DECA |  |  |  |  | DECALS | P | 2.13 | 2.56 | 2.13 | 1.92 | 2.3 | 2.3 | EA | DEC206 | DE206
CUT700 | 0 | 0 | LK | 27 KV, 100 AMP CUTOUT | S AND C #89032R10-BD |  |  | CHN C710211PB | CUTOUTS (HEAVY DUTY) | P | 98.57 | 118.28 | 98.57 | 88.71 | 0 | 126.89 | EA | CUT700 | CU700
CUT700 | 0 | 0 | LK | 27 KV, 100 AMP CUTOUT | S AND C #89032R10-BD |  |  | CHN C710211PB | CUTOUTS (HEAVY DUTY) | P | 98.57 | 118.28 | 98.57 | 88.71 | 0 | 126.89 | EA | CUT700 | RAD1010
CUT702 | 0 | 0 | LK | 27 KV, 200 AMP CUTOUT | S AND C #89072R10-CD |  |  |  | CUTOUTS (HEAVY DUTY) | P | 195.48 | 234.58 | 195.48 | 175.93 | 0 | 207.21 | EA | CUT702 | CU702
CUT704 | 0 | 0 | LK | 27 KV, 300 AMP CUTOUT | S AND C #89222R10-CD |  |  |  | CUTOUTS (HEAVY DUTY) | P | 142.78 | 171.34 | 142.78 | 128.5 | 0 | 151.35 | EA | CUT704 | CU704
CUT712 | 0 | 0 | LK | 100 AMP S AND C CUTOUT | DOOR #89522R10 |  |  |  | CUTOUT DOORS (FUSEHOLDERS) | P | 50 | 60 | 50 | 45 | 0 | 53 | EA | CUT712 | CU712
CUT714 | 0 | 0 | LK | 300 AMP S AND C SOLID DOOR | #89622R10 |  |  |  | CUTOUT DOORS (FUSEHOLDERS) | P | 54.17 | 65 | 54.17 | 48.75 | 0 | 57.42 | EA | CUT714 | CU714
CRSU248 | 0 | 0 | LK | 4" UNION UNY1005 |  |  |  |  | CROUSE HINDS UNY UNIONS | P | 413.91 | 496.69 | 359.92 | 305.93 | 0 | 438.74 | EA | CRSU248 | CR706
CRSX100 | 0 | 0 | LK | 1/2" #X17 X CONDULET | CROUSE HINDS |  |  |  | X CONDULETS | P | 25.77 | 30.93 | 22.41 | 19.05 | 0 | 27.32 | EA | CRSX100 | CR718
CRSX104 | 19.76 | 19.76 | LK | 3/4" #X27 X CONDULET | CROUSE HINDS |  |  |  | X CONDULETS | P | 26.14 | 31.37 | 22.73 | 19.32 | 38.42 | 27.71 | EA | CRSX104 | CR720
CRSX108 | 0 | 0 | LK | 1" #X37 X CONDULET | CROUSE HINDS |  |  |  | X CONDULETS | P | 35.97 | 43.17 | 31.28 | 26.59 | 0 | 38.13 | EA | CRSX108 | CR722
CRSX112 | 0 | 0 | LK | 1 1/4" #X47 X CONDULET | CROUSE HINDS |  |  |  | X CONDULETS | P | 50.67 | 60.8 | 44.06 | 37.45 | 0 | 53.71 | EA | CRSX112 | CR724
CRSU216 | 19.58 | 19.3007 | LK | 1" UNION UNY305 | CROUSE HINDS |  |  | CRH UNY305 (5/box) | CROUSE HINDS UNY UNIONS | P | 41.63 | 49.96 | 36.2 | 30.77 | 38.06 | 41.63 | EA | CRSU216 | BAR0305
CRSU216 | 19.58 | 19.3007 | LK | 1" UNION UNY305 | CROUSE HINDS |  |  | CRH UNY305 (5/box) | CROUSE HINDS UNY UNIONS | P | 41.63 | 49.96 | 36.2 | 30.77 | 38.06 | 41.63 | EA | CRSU216 | CR694
CRSU224 | 45.64 | 48.43 | LK | 1 1/4" UNION UNY405 | CROUSE HINDS |  |  | CRH UNY405 | CROUSE HINDS UNY UNIONS | P | 63.72 | 76.47 | 55.41 | 47.1 | 88.72 | 88.72 | EA | CRSU224 | BAR0405
CRSU224 | 45.64 | 48.43 | LK | 1 1/4" UNION UNY405 | CROUSE HINDS |  |  | CRH UNY405 | CROUSE HINDS UNY UNIONS | P | 63.72 | 76.47 | 55.41 | 47.1 | 88.72 | 88.72 | EA | CRSU224 | CR696
CRSU228 | 64.84 | 67.4467 | LK | 1 1/2" UNION UNY505 | CROUSE HINDS |  |  | CRH UNY505 (2/box) | CROUSE HINDS UNY UNIONS | P | 82.73 | 99.28 | 71.94 | 61.15 | 126.05 | 126.05 | EA | CRSU228 | BAR0505
CRSU228 | 64.84 | 67.4467 | LK | 1 1/2" UNION UNY505 | CROUSE HINDS |  |  | CRH UNY505 (2/box) | CROUSE HINDS UNY UNIONS | P | 82.73 | 99.28 | 71.94 | 61.15 | 126.05 | 126.05 | EA | CRSU228 | CR698
CRSU232 | 25.01 | 85.99 | LK | 2" UNION UNY605 |  |  |  | CRH UNY605 (2/box) | CROUSE HINDS UNY UNIONS | P | 106.63 | 127.95 | 92.72 | 78.81 | 162.27 | 162.27 | EA | CRSU232 | BAR0605
CRSU232 | 25.01 | 85.99 | LK | 2" UNION UNY605 |  |  |  | CRH UNY605 (2/box) | CROUSE HINDS UNY UNIONS | P | 106.63 | 127.95 | 92.72 | 78.81 | 162.27 | 162.27 | EA | CRSU232 | CR700
CRSU236 | 0 | 0 | LK | 2 1/2" UNION UNY705 | CROUSE HINDS |  |  | CRH UNY705 | CROUSE HINDS UNY UNIONS | P | 172.35 | 206.82 | 149.87 | 127.39 | 0 | 182.69 | EA | CRSU236 | BAR0705
CRSU236 | 0 | 0 | LK | 2 1/2" UNION UNY705 | CROUSE HINDS |  |  | CRH UNY705 | CROUSE HINDS UNY UNIONS | P | 172.35 | 206.82 | 149.87 | 127.39 | 0 | 182.69 | EA | CRSU236 | CR702
CRSU240 | 0 | 0 | LK | 3" UNION UNY805 |  |  |  | CRH UNY805 | CROUSE HINDS UNY UNIONS | P | 234 | 280.8 | 203.48 | 172.96 | 0 | 248.04 | EA | CRSU240 | BAR0805
CRSU240 | 0 | 0 | LK | 3" UNION UNY805 |  |  |  | CRH UNY805 | CROUSE HINDS UNY UNIONS | P | 234 | 280.8 | 203.48 | 172.96 | 0 | 248.04 | EA | CRSU240 | CR704
CRSU240 | 0 | 0 | LK | 3" UNION UNY805 |  |  |  | CRH UNY805 | CROUSE HINDS UNY UNIONS | P | 234 | 280.8 | 203.48 | 172.96 | 0 | 248.04 | EA | CRSU240 | XEU005
CRSU116 | 48.58 | 48.58 | LK | 1 1/2" UNION UNF505 | CROUSE HINDS |  |  |  | CROUSE HINDS UNF UNIONS | P | 75.95 | 91.14 | 66.04 | 56.13 | 94.44 | 94.44 | EA | CRSU116 | BAR0514
CRSU116 | 48.58 | 48.58 | LK | 1 1/2" UNION UNF505 | CROUSE HINDS |  |  |  | CROUSE HINDS UNF UNIONS | P | 75.95 | 91.14 | 66.04 | 56.13 | 94.44 | 94.44 | EA | CRSU116 | CR678
CRSU120 | 58.69 | 58.69 | LK | 2" UNION UNF605 |  |  |  |  | CROUSE HINDS UNF UNIONS | P | 97.58 | 117.09 | 84.85 | 72.12 | 114.09 | 114.09 | EA | CRSU120 | BAR0614
CRSU120 | 58.69 | 58.69 | LK | 2" UNION UNF605 |  |  |  |  | CROUSE HINDS UNF UNIONS | P | 97.58 | 117.09 | 84.85 | 72.12 | 114.09 | 114.09 | EA | CRSU120 | CR680
CRSU124 | 0 | 39.02 | LK | 2 1/2" UNION UNF705 | CROUSE HINDS |  |  |  | CROUSE HINDS UNF UNIONS | P | 148.76 | 178.52 | 129.36 | 109.96 | 75.36 | 110.35 | EA | CRSU124 | BAR0714
CRSU124 | 0 | 39.02 | LK | 2 1/2" UNION UNF705 | CROUSE HINDS |  |  |  | CROUSE HINDS UNF UNIONS | P | 148.76 | 178.52 | 129.36 | 109.96 | 75.36 | 110.35 | EA | CRSU124 | CR682
CRSU128 | 0 | 0 | LK | 3" UNION UNF805 |  |  |  |  | CROUSE HINDS UNF UNIONS | P | 201.57 | 241.89 | 175.28 | 148.99 | 0 | 201.57 | EA | CRSU128 | BAR0814
CRSU128 | 0 | 0 | LK | 3" UNION UNF805 |  |  |  |  | CROUSE HINDS UNF UNIONS | P | 201.57 | 241.89 | 175.28 | 148.99 | 0 | 201.57 | EA | CRSU128 | CR684
CRSU200 | 7.77 | 8.0099 | LK | 1/2" UNION UNY105 |  |  |  | CRH UNY105 (10/box) | CROUSE HINDS UNY UNIONS | P | 17.16 | 20.59 | 14.92 | 12.68 | 16.09 | 22.58 | EA | CRSU200 | BAR0105
CRSU200 | 7.77 | 8.0099 | LK | 1/2" UNION UNY105 |  |  |  | CRH UNY105 (10/box) | CROUSE HINDS UNY UNIONS | P | 17.16 | 20.59 | 14.92 | 12.68 | 16.09 | 22.58 | EA | CRSU200 | CR690
CRSU200 | 7.77 | 8.0099 | LK | 1/2" UNION UNY105 |  |  |  | CRH UNY105 (10/box) | CROUSE HINDS UNY UNIONS | P | 17.16 | 20.59 | 14.92 | 12.68 | 16.09 | 22.58 | EA | CRSU200 | PT046
CRSU208 | 11.49 | 11.8144 | LK | 3/4" UNION |  |  |  |  | CROUSE HINDS UNY UNIONS | P | 24.39 | 29.27 | 21.21 | 18.03 | 21.38 | 24.39 | EA | CRSU208 | CR692
CRSU208 | 11.49 | 11.8144 | LK | 3/4" UNION |  |  |  |  | CROUSE HINDS UNY UNIONS | P | 24.39 | 29.27 | 21.21 | 18.03 | 21.38 | 24.39 | EA | CRSU208 | PT045
CRST220 | 0 | 0 | LK | 2" TB67 CONDULET | CROUSE HINDS |  |  |  | CROUSE HINDS TB CONDULETS | P | 97.32 | 116.79 | 84.63 | 71.94 | 0 | 103.16 | EA | CRST220 | BAQ0616
CRST220 | 0 | 0 | LK | 2" TB67 CONDULET | CROUSE HINDS |  |  |  | CROUSE HINDS TB CONDULETS | P | 97.32 | 116.79 | 84.63 | 71.94 | 0 | 103.16 | EA | CRST220 | CR662
COT200 | 41.23 | 52.6475 | LK | 1/2" EXPL PR TEK/CLX CONNECTOR |  |  |  | CRH TMCX165 | TEK OR CLX CONNECTORS (WEATHERPROOF) | P | 90.7 | 108.84 | 78.87 | 63.1 | 86.67 | 96.14 | EA | COT200 | BAY0101
COT200 | 41.23 | 52.6475 | LK | 1/2" EXPL PR TEK/CLX CONNECTOR |  |  |  | CRH TMCX165 | TEK OR CLX CONNECTORS (WEATHERPROOF) | P | 90.7 | 108.84 | 78.87 | 63.1 | 86.67 | 96.14 | EA | COT200 | CR666
COT200 | 41.23 | 52.6475 | LK | 1/2" EXPL PR TEK/CLX CONNECTOR |  |  |  | CRH TMCX165 | TEK OR CLX CONNECTORS (WEATHERPROOF) | P | 90.7 | 108.84 | 78.87 | 63.1 | 86.67 | 96.14 | EA | COT200 | XLK1003
CRSU100 | 7.45 | 7.4669 | LK | 1/2" UNION UNF105 |  |  |  |  | CROUSE HINDS UNF UNIONS | P | 15.81 | 18.98 | 13.75 | 11.69 | 14.48 | 15.81 | EA | CRSU100 | BAR0114
CRSU100 | 7.45 | 7.4669 | LK | 1/2" UNION UNF105 |  |  |  |  | CROUSE HINDS UNF UNIONS | P | 15.81 | 18.98 | 13.75 | 11.69 | 14.48 | 15.81 | EA | CRSU100 | CR670
CRSU104 | 10.24 | 10.54 | LK | 3/4" UNION UNY205 |  |  |  | CRH UNY205 (10/box) | CROUSE HINDS UNF UNIONS | P | 21.72 | 26.07 | 18.89 | 16.06 | 21.38 | 21.72 | EA | CRSU104 | BAR0205
CRSU104 | 10.24 | 10.54 | LK | 3/4" UNION UNY205 |  |  |  | CRH UNY205 (10/box) | CROUSE HINDS UNF UNIONS | P | 21.72 | 26.07 | 18.89 | 16.06 | 21.38 | 21.72 | EA | CRSU104 | CR672
CRSU108 | 18.57 | 18.57 | LK | 1" UNION UNF305 |  |  |  |  | CROUSE HINDS UNF UNIONS | P | 39.3 | 47.15 | 34.17 | 29.04 | 36.1 | 39.3 | EA | CRSU108 | BAR0314
CRSU108 | 18.57 | 18.57 | LK | 1" UNION UNF305 |  |  |  |  | CROUSE HINDS UNF UNIONS | P | 39.3 | 47.15 | 34.17 | 29.04 | 36.1 | 39.3 | EA | CRSU108 | CR674
CRSU112 | 46.37 | 46.37 | LK | 1 1/4" UNION UNF405 | CROUSE HINDS |  |  |  | CROUSE HINDS UNF UNIONS | P | 59.12 | 70.95 | 51.41 | 43.7 | 90.15 | 90.15 | EA | CRSU112 | BAR0414
CRSU112 | 46.37 | 46.37 | LK | 1 1/4" UNION UNF405 | CROUSE HINDS |  |  |  | CROUSE HINDS UNF UNIONS | P | 59.12 | 70.95 | 51.41 | 43.7 | 90.15 | 90.15 | EA | CRSU112 | CR676
CRST120 | 0 | 0 | LK | 2" T67 CONDULET | CROUSE HINDS |  |  |  | CROUSE HINDS T CONDULETS | P | 90.65 | 108.79 | 78.83 | 67.01 | 0 | 96.09 | EA | CRST120 | BAQ0601
CRST120 | 0 | 0 | LK | 2" T67 CONDULET | CROUSE HINDS |  |  |  | CROUSE HINDS T CONDULETS | P | 90.65 | 108.79 | 78.83 | 67.01 | 0 | 96.09 | EA | CRST120 | CR646
CRST200 | 6.43 | 6.43 | LK | 1/2" TB17 CONDULET | CROUSE HINDS |  |  |  | CROUSE HINDS TB CONDULETS | P | 18.25 | 21.9 | 15.87 | 13.49 | 12.5 | 19.35 | EA | CRST200 | BAQ0103
CRST200 | 6.43 | 6.43 | LK | 1/2" TB17 CONDULET | CROUSE HINDS |  |  |  | CROUSE HINDS TB CONDULETS | P | 18.25 | 21.9 | 15.87 | 13.49 | 12.5 | 19.35 | EA | CRST200 | CR652
CRST204 | 9.2 | 9.2 | LK | 3/4" TB27 CONDULET | CROUSE HINDS |  |  | CRH TB27 | CROUSE HINDS TB CONDULETS | P | 22.25 | 26.7 | 19.35 | 16.45 | 17.88 | 23.59 | EA | CRST204 | BAQ0203
CRST204 | 9.2 | 9.2 | LK | 3/4" TB27 CONDULET | CROUSE HINDS |  |  | CRH TB27 | CROUSE HINDS TB CONDULETS | P | 22.25 | 26.7 | 19.35 | 16.45 | 17.88 | 23.59 | EA | CRST204 | CR654
CRST208 | 12.68 | 12.68 | LK | 1" TB37 CONDULET | CROUSE HINDS |  |  |  | CROUSE HINDS TB CONDULETS | P | 31.5 | 37.8 | 27.39 | 23.28 | 24.65 | 33.39 | EA | CRST208 | BAQ0303
CRST208 | 12.68 | 12.68 | LK | 1" TB37 CONDULET | CROUSE HINDS |  |  |  | CROUSE HINDS TB CONDULETS | P | 31.5 | 37.8 | 27.39 | 23.28 | 24.65 | 33.39 | EA | CRST208 | CR656
CRST212 | 0 | 0 | LK | 1 1/4" TB47 CONDULET | CROUSE HINDS |  |  |  | CROUSE HINDS TB CONDULETS | P | 47.59 | 57.1 | 41.38 | 35.17 | 0 | 50.45 | EA | CRST212 | BAQ0416
CRST212 | 0 | 0 | LK | 1 1/4" TB47 CONDULET | CROUSE HINDS |  |  |  | CROUSE HINDS TB CONDULETS | P | 47.59 | 57.1 | 41.38 | 35.17 | 0 | 50.45 | EA | CRST212 | CR658
CRST216 | 0 | 0 | LK | 1 1/2" TB57 CONDULET | CROUSE HINDS |  |  |  | CROUSE HINDS TB CONDULETS | P | 62.17 | 74.6 | 54.06 | 45.95 | 0 | 65.9 | EA | CRST216 | BAQ0516
CRST216 | 0 | 0 | LK | 1 1/2" TB57 CONDULET | CROUSE HINDS |  |  |  | CROUSE HINDS TB CONDULETS | P | 62.17 | 74.6 | 54.06 | 45.95 | 0 | 65.9 | EA | CRST216 | CR660
CR630 | 0 | 0 | LK | 8" X 4" RSP333 HUB PLATE | (3) 1" HUBS |  |  |  |  | P | 0 | 0 | 0 | 0 | 0 | 51.15 | EA | ? | ?
CR630 | 0 | 0 | LK | 8" X 4" RSP333 HUB PLATE | (3) 1" HUBS |  |  |  |  | P | 48.25 | 57.9 | 41.96 | 38.18 | 0 | 0 | EA | ? | ?
CRST100 | 8.54 | 10.245 | LK | 1/2" T17 CONDULET | CROUSE HINDS |  |  |  | CROUSE HINDS T CONDULETS | P | 16.86 | 20.23 | 14.66 | 12.46 | 21.25 | 16.86 | EA | CRST100 | BAQ0101
CRST100 | 8.54 | 10.245 | LK | 1/2" T17 CONDULET | CROUSE HINDS |  |  |  | CROUSE HINDS T CONDULETS | P | 16.86 | 20.23 | 14.66 | 12.46 | 21.25 | 16.86 | EA | CRST100 | CR636
CRST100 | 8.54 | 10.245 | LK | 1/2" T17 CONDULET | CROUSE HINDS |  |  |  | CROUSE HINDS T CONDULETS | P | 16.86 | 20.23 | 14.66 | 12.46 | 21.25 | 16.86 | EA | CRST100 | XLK290
CRST104 | 13.96 | 13.96 | LK | 3/4" T27 CONDULET | CROUSE HINDS |  |  | CRH T27 (10/box) | CROUSE HINDS T CONDULETS | P | 20.02 | 24.03 | 17.41 | 14.8 | 27.14 | 27.14 | EA | CRST104 | BAQ0201
CRST104 | 13.96 | 13.96 | LK | 3/4" T27 CONDULET | CROUSE HINDS |  |  | CRH T27 (10/box) | CROUSE HINDS T CONDULETS | P | 20.02 | 24.03 | 17.41 | 14.8 | 27.14 | 27.14 | EA | CRST104 | CR638
CRST108 | 22.7 | 22.7 | LK | 1" T37 CONDULET | CROUSE HINDS |  |  | CRH T37 | CROUSE HINDS T CONDULETS | P | 30.29 | 36.35 | 26.34 | 22.39 | 44.13 | 44.13 | EA | CRST108 | BAQ0301
CRST108 | 22.7 | 22.7 | LK | 1" T37 CONDULET | CROUSE HINDS |  |  | CRH T37 | CROUSE HINDS T CONDULETS | P | 30.29 | 36.35 | 26.34 | 22.39 | 44.13 | 44.13 | EA | CRST108 | CR640
CRST112 | 33.13 | 33.13 | LK | 1 1/4" T47 CONDULET | CROUSE HINDS |  |  | CRH T47 | CROUSE HINDS T CONDULETS | P | 44.02 | 52.83 | 38.28 | 32.54 | 64.4 | 64.4 | EA | CRST112 | BAQ0401
CRST112 | 33.13 | 33.13 | LK | 1 1/4" T47 CONDULET | CROUSE HINDS |  |  | CRH T47 | CROUSE HINDS T CONDULETS | P | 44.02 | 52.83 | 38.28 | 32.54 | 64.4 | 64.4 | EA | CRST112 | CR642
CRST116 | 0 | 0 | LK | 1 1/2" T57 CONDULET | CROUSE HINDS |  |  | CRH T57 (2/box) | CROUSE HINDS T CONDULETS | P | 58.72 | 70.46 | 51.06 | 43.4 | 0 | 75.83 | EA | CRST116 | BAQ0501
CRST116 | 0 | 0 | LK | 1 1/2" T57 CONDULET | CROUSE HINDS |  |  | CRH T57 (2/box) | CROUSE HINDS T CONDULETS | P | 58.72 | 70.46 | 51.06 | 43.4 | 0 | 75.83 | EA | CRST116 | CR644
CRSJ124 | 0 | 0 | LK | 8" X 4" RSP2 HUB PLATE | (1) 3/4"" HUBS CROUSE HINDS |  |  |  | RSM JUNCTION BOX PLATES | P | 35.06 | 42.08 | 30.49 | 27.75 | 0 | 37.16 | EA | CRSJ124 | CR620
CRSJ128 | 0 | 0 | LK | 8" X 4" RSP22 HUB PLATE | (2) 3/4"" HUBS CROUSE HINDS |  |  |  | RSM JUNCTION BOX PLATES | P | 46.83 | 56.19 | 40.72 | 37.06 | 0 | 49.64 | EA | CRSJ128 | CR622
CRSJ132 | 0 | 0 | LK | 8" X 4" RSP222 HUB PLATE | (3) 3/4"" HUBS CROUSE HINDS |  |  |  | RSM JUNCTION BOX PLATES | P | 61.56 | 73.87 | 53.53 | 48.71 | 0 | 65.25 | EA | CRSJ132 | CR624
CRSJ112 | 0 | 0 | LK | 4" X 4" RSMP2 HUB PLATE, 3/4 | CROUSE HINDS |  |  |  | RSM JUNCTION BOX PLATES | P | 24.92 | 29.9 | 21.67 | 19.72 | 0 | 26.42 | EA | CRSJ112 | CR608
CRSJ120 | 0 | 0 | LK | BLANK PLATE 8-1/2 X 4" | CROUSE HINDS |  |  | CRS H RS[0/APP RSKB | RSM JUNCTION BOX PLATES | P | 41.64 | 49.97 | 41.64 | 37.9 | 0 | 44.14 | EA | CRSJ120 | APPLETON RSK-B
CRSJ120 | 0 | 0 | LK | BLANK PLATE 8-1/2 X 4" | CROUSE HINDS |  |  | CRS H RS[0/APP RSKB | RSM JUNCTION BOX PLATES | P | 41.64 | 49.97 | 41.64 | 37.9 | 0 | 44.14 | EA | CRSJ120 | CR612
CRSJ120 | 0 | 0 | LK | BLANK PLATE 8-1/2 X 4" | CROUSE HINDS |  |  | CRS H RS[0/APP RSKB | RSM JUNCTION BOX PLATES | P | 41.64 | 49.97 | 41.64 | 37.9 | 0 | 44.14 | EA | CRSJ120 | CROUSE HINDS RSP0
CRSL408 | 8.94 | 10.13 | LK | 1" #LR37 CONDULET |  |  |  | CRH LR37 | CROUSE HINDS LR CONDULETS | P | 23.99 | 28.79 | 20.86 | 17.73 | 17.39 | 25.43 | EA | CRSL408 | BAQ0308
CRSL408 | 8.94 | 10.13 | LK | 1" #LR37 CONDULET |  |  |  | CRH LR37 | CROUSE HINDS LR CONDULETS | P | 23.99 | 28.79 | 20.86 | 17.73 | 17.39 | 25.43 | EA | CRSL408 | CR588
CRSL416 | 12.54 | 22.22 | LK | 1 1/2" #LR57 CONDULET | CROUSE HINDS |  |  |  | LR CONDULETS | P | 49.32 | 59.19 | 42.89 | 36.46 | 78.3 | 76.85 | EA | CRSL416 | BAQ0508
CRSL416 | 12.54 | 22.22 | LK | 1 1/2" #LR57 CONDULET | CROUSE HINDS |  |  |  | LR CONDULETS | P | 49.32 | 59.19 | 42.89 | 36.46 | 78.3 | 76.85 | EA | CRSL416 | CR592
CRSJ100 | 202.79 | 202.79 | LK | RSM1 JUNCTION BOX | 8 1/2" X 4 1/2" X 4" | CROUSE HINDS |  |  | RSM JUNCTION BOX | P | 324.62 | 389.55 | 282.28 | 256.87 | 394.22 | 394.22 | EA | CRSJ100 | CR596
CRSJ104 | 0 | 0 | LK | 4" X 4" RSMP0 HUB PLATE BLAN | CROUSE HINDS |  |  |  | RSM JUNCTION BOX PLATES | P | 15.09 | 18.11 | 13.12 | 11.94 | 0 | 16 | EA | CRSJ104 | CR604
CRSL300 | 0 | 5.4205 | LK | 1/2" LL17 CONDULET | CROUSE HINDS |  |  |  | LL CONDULETS | P | 13.28 | 15.94 | 11.55 | 9.82 | 14.01 | 14.08 | EA | CRSL300 | BAQ0107
CRSL300 | 0 | 5.4205 | LK | 1/2" LL17 CONDULET | CROUSE HINDS |  |  |  | LL CONDULETS | P | 13.28 | 15.94 | 11.55 | 9.82 | 14.01 | 14.08 | EA | CRSL300 | CR574
CRSL304 | 6.81 | 6.1487 | LK | 3/4" LL27 CONDULET | CROUSE HINDS |  |  |  | LL CONDULETS | P | 15.9 | 19.09 | 13.83 | 11.76 | 13.24 | 16.85 | EA | CRSL304 | BAQ0207
CRSL304 | 6.81 | 6.1487 | LK | 3/4" LL27 CONDULET | CROUSE HINDS |  |  |  | LL CONDULETS | P | 15.9 | 19.09 | 13.83 | 11.76 | 13.24 | 16.85 | EA | CRSL304 | CR576
CRSL308 | 18.03 | 10.54 | LK | 1" #LL37 CONDULET |  |  |  | CRH LL37 | CROUSE HINDS LL CONDULETS | P | 23.99 | 28.79 | 20.86 | 17.73 | 19.98 | 25.43 | EA | CRSL308 | BAQ0307
CRSL308 | 18.03 | 10.54 | LK | 1" #LL37 CONDULET |  |  |  | CRH LL37 | CROUSE HINDS LL CONDULETS | P | 23.99 | 28.79 | 20.86 | 17.73 | 19.98 | 25.43 | EA | CRSL308 | CR578
CRSL312 | 0 | 16.93 | LK | 1 1/4" #LL47 CONDULET | CROUSE HINDS |  |  | CRH LL47 | LL CONDULETS | P | 38.16 | 45.79 | 33.18 | 28.2 | 59.94 | 59.94 | EA | CRSL312 | BAQ0407
CRSL312 | 0 | 16.93 | LK | 1 1/4" #LL47 CONDULET | CROUSE HINDS |  |  | CRH LL47 | LL CONDULETS | P | 38.16 | 45.79 | 33.18 | 28.2 | 59.94 | 59.94 | EA | CRSL312 | CR580
CRSL400 | 4.79 | 0 | LK | 1/2" LR17 CONDULET | CROUSE HINDS |  |  |  | LR CONDULETS | P | 13.28 | 15.94 | 11.55 | 9.82 | 9.34 | 14.08 | EA | CRSL400 | BAQ0108
CRSL400 | 4.79 | 0 | LK | 1/2" LR17 CONDULET | CROUSE HINDS |  |  |  | LR CONDULETS | P | 13.28 | 15.94 | 11.55 | 9.82 | 9.34 | 14.08 | EA | CRSL400 | CR584
CRSL404 | 7.21 | 7.0208 | LK | 3/4" LR27 CONDULET | CROUSE HINDS |  |  |  | LR CONDULETS | P | 15.9 | 19.09 | 13.83 | 11.76 | 14.02 | 16.85 | EA | CRSL404 | BAQ0208
CRSL404 | 7.21 | 7.0208 | LK | 3/4" LR27 CONDULET | CROUSE HINDS |  |  |  | LR CONDULETS | P | 15.9 | 19.09 | 13.83 | 11.76 | 14.02 | 16.85 | EA | CRSL404 | CR586
CRSL162 | 0 | 0 | LK | 3" LBD CONDUIT OUTLET BODY | #LBD8800 CROUSE HINDS |  |  |  | C.H. LBD CONDUIT OUTLET BODIES | P | 493.14 | 591.77 | 428.82 | 390.23 | 0 | 522.73 | EA | CRSL162 | CR554
CRSL166 | 0 | 0 | LK | 4" LBD CONDUIT OUTLET BODY | #LBD10900 CROUSE HINDS |  |  |  | C.H. LBD CONDUIT OUTLET BODIES | P | 915.16 | 1098.19 | 795.79 | 724.17 | 0 | 970.07 | EA | CRSL166 | CR556
CRSL200 | 12.66 | 13.033 | LK | 1/2" ELBOW LBY15 |  |  |  | CRH LBY15 (10/box) | CROUSE HINDS LBY ELBOWS | P | 23.76 | 28.51 | 20.66 | 18.8 | 27.92 | 27.92 | EA | CRSL200 | BAR0100
CRSL200 | 12.66 | 13.033 | LK | 1/2" ELBOW LBY15 |  |  |  | CRH LBY15 (10/box) | CROUSE HINDS LBY ELBOWS | P | 23.76 | 28.51 | 20.66 | 18.8 | 27.92 | 27.92 | EA | CRSL200 | CR562
CRSL204 | 16.64 | 17.14 | LK | 3/4" ELBOW LBY25 |  |  |  | CRH LBY25 (5/box) | CROUSE HINDS LBY ELBOWS | P | 29.03 | 34.83 | 25.24 | 22.97 | 34.4 | 34.4 | EA | CRSL204 | BAR0200
CRSL204 | 16.64 | 17.14 | LK | 3/4" ELBOW LBY25 |  |  |  | CRH LBY25 (5/box) | CROUSE HINDS LBY ELBOWS | P | 29.03 | 34.83 | 25.24 | 22.97 | 34.4 | 34.4 | EA | CRSL204 | CR564
CRSL204 | 16.64 | 17.14 | LK | 3/4" ELBOW LBY25 |  |  |  | CRH LBY25 (5/box) | CROUSE HINDS LBY ELBOWS | P | 29.03 | 34.83 | 25.24 | 22.97 | 34.4 | 34.4 | EA | CRSL204 | PT044
CRSL208 | 18.45 | 19.0488 | LK | 1" ELBOW LBY35 |  |  |  | CRH LBY35 (5/box) | CROUSE HINDS LBY ELBOWS | P | 31.91 | 38.3 | 27.75 | 25.25 | 38.72 | 38.72 | EA | CRSL208 | BAR0300
CRSL208 | 18.45 | 19.0488 | LK | 1" ELBOW LBY35 |  |  |  | CRH LBY35 (5/box) | CROUSE HINDS LBY ELBOWS | P | 31.91 | 38.3 | 27.75 | 25.25 | 38.72 | 38.72 | EA | CRSL208 | CR566
CRSL212 | 0 | 0 | LK | 1 1/4" ELBOW LBY45 | CROUSE HINDS |  |  | CRH LBY45 | LBY ELBOWS | P | 66.26 | 79.52 | 57.62 | 52.43 | 0 | 70.24 | EA | CRSL212 | BAR0400
CRSL212 | 0 | 0 | LK | 1 1/4" ELBOW LBY45 | CROUSE HINDS |  |  | CRH LBY45 | LBY ELBOWS | P | 66.26 | 79.52 | 57.62 | 52.43 | 0 | 70.24 | EA | CRSL212 | CR568
CRSL116 | 28.73 | 18.71 | LK | 1 1/4" LB47 LB CONDULET | CROUSE HINDS |  |  |  | LB CONDULETS | P | 38.16 | 45.79 | 33.18 | 28.2 | 55.85 | 55.85 | EA | CRSL116 | BAQ0400
CRSL116 | 28.73 | 18.71 | LK | 1 1/4" LB47 LB CONDULET | CROUSE HINDS |  |  |  | LB CONDULETS | P | 38.16 | 45.79 | 33.18 | 28.2 | 55.85 | 55.85 | EA | CRSL116 | CR538
CRSL120 | 37.07 | 24.3871 | LK | 1 1/2" LB57 LB CONDULET | CROUSE HINDS |  |  | CRH LB57 | LB CONDULETS | P | 49.32 | 59.19 | 42.89 | 36.46 | 43.2 | 52.28 | EA | CRSL120 | BAQ0500
CRSL120 | 37.07 | 24.3871 | LK | 1 1/2" LB57 LB CONDULET | CROUSE HINDS |  |  | CRH LB57 | LB CONDULETS | P | 49.32 | 59.19 | 42.89 | 36.46 | 43.2 | 52.28 | EA | CRSL120 | CR540
CRSL120 | 37.07 | 24.3871 | LK | 1 1/2" LB57 LB CONDULET | CROUSE HINDS |  |  | CRH LB57 | LB CONDULETS | P | 49.32 | 59.19 | 42.89 | 36.46 | 43.2 | 52.28 | EA | CRSL120 | XLK243
CRSL124 | 61.12 | 40.2 | LK | 2" LB67 CONDULET | CROUSE HINDS |  |  | CRH LB68 LB67 | LB CONDULETS | P | 81.39 | 97.66 | 70.77 | 60.15 | 75.6 | 86.27 | EA | CRSL124 | CR542
CRSL126 | 0 | 77.74 | LK | 2 1/2" LB777 CONDULET | CROUSE HINDS |  |  | CRH LB78 (FORM 8) LB777 | LB CONDULETS | P | 170.15 | 204.18 | 147.96 | 125.77 | 0 | 180.36 | EA | CRSL126 | CR544
CRSL154 | 61.12 | 61.12 | LK | 2" LBD CONDUIT OUTLET BODY | CROUSE HINDS |  |  |  | C.H. LBD CONDUIT OUTLET BODIES | P | 166.55 | 199.87 | 144.83 | 131.8 | 118.82 | 176.54 | EA | CRSL154 | CR550
CRSL158 | 0 | 42.05 | LK | 2 1/2" LBD CONDUIT OUTLET BOD | #LBD7700 CROUSE HINDS |  |  |  | C.H. LBD CONDUIT OUTLET BODIES | P | 493.14 | 591.77 | 428.82 | 390.23 | 0 | 221.22 | EA | CRSL158 | CR552
CRSE334 | 61.25 | 57.41 | LK | 3/4" EAJX26 X CONDULET | CROUSE HINDS |  |  |  | X CONDULETS | P | 81.28 | 97.54 | 70.68 | 60.08 | 119.07 | 116.87 | EA | CRSE334 | CR521
CRSG338 | 42.05 | 43.31 | LK | 3/4" GUAX26 X CONDULET | CROUSE HINDS |  |  | CRH GUAX26 | X CONDULETS | P | 81.31 | 97.57 | 70.7 | 60.1 | 79.38 | 86.19 | EA | CRSG338 | BAR0212
CRSG338 | 42.05 | 43.31 | LK | 3/4" GUAX26 X CONDULET | CROUSE HINDS |  |  | CRH GUAX26 | X CONDULETS | P | 81.31 | 97.57 | 70.7 | 60.1 | 79.38 | 86.19 | EA | CRSG338 | CR522
CRSG338 | 42.05 | 43.31 | LK | 3/4" GUAX26 X CONDULET | CROUSE HINDS |  |  | CRH GUAX26 | X CONDULETS | P | 81.31 | 97.57 | 70.7 | 60.1 | 79.38 | 86.19 | EA | CRSG338 | XLK124
CRSE342 | 0 | 0 | LK | 1" EAJX36 X CONDULET | CROUSE HINDS |  |  |  | X CONDULETS | P | 90.78 | 108.94 | 78.94 | 67.1 | 0 | 96.23 | EA | CRSE342 | CR523
CRSG346 | 43.05 | 44.0011 | LK | 1" GUAX36 X CONDULET | CROUSE HINDS |  |  | CRH GUAX36 | X CONDULETS | P | 89.08 | 106.89 | 77.46 | 65.84 | 96.12 | 94.42 | EA | CRSG346 | BAR0312
CRSG346 | 43.05 | 44.0011 | LK | 1" GUAX36 X CONDULET | CROUSE HINDS |  |  | CRH GUAX36 | X CONDULETS | P | 89.08 | 106.89 | 77.46 | 65.84 | 96.12 | 94.42 | EA | CRSG346 | CR524
CRSL104 | 5.71 | 5.8299 | LK | 1/2" LB17 CONDULET | CROUSE HINDS |  |  | (25/box) | LB CONDULETS | P | 12.3 | 14.35 | 12.3 | 11.2 | 14.04 | 40.78 | EA | CRSL104 | BAQ0100
CRSL104 | 5.71 | 5.8299 | LK | 1/2" LB17 CONDULET | CROUSE HINDS |  |  | (25/box) | LB CONDULETS | P | 12.3 | 14.35 | 12.3 | 11.2 | 14.04 | 40.78 | EA | CRSL104 | CR530
CRSL108 | 12 | 6.74 | LK | 3/4" LB27 CONDULET | CROUSE HINDS |  |  | LB27 (20/box) | LB CONDULETS | P | 15.9 | 19.09 | 13.83 | 11.76 | 15.12 | 16.85 | EA | CRSL108 | BAQ0200
CRSL108 | 12 | 6.74 | LK | 3/4" LB27 CONDULET | CROUSE HINDS |  |  | LB27 (20/box) | LB CONDULETS | P | 15.9 | 19.09 | 13.83 | 11.76 | 15.12 | 16.85 | EA | CRSL108 | CR532
CRSL112 | 18.03 | 10.54 | LK | 1" LB37 LB CONDULET |  |  |  | CRH LB37 (10/box) | LB CONDULETS | P | 23.99 | 28.79 | 20.86 | 17.73 | 20.52 | 25.43 | EA | CRSL112 | BAQ0300
CRSL112 | 18.03 | 10.54 | LK | 1" LB37 LB CONDULET |  |  |  | CRH LB37 (10/box) | LB CONDULETS | P | 23.99 | 28.79 | 20.86 | 17.73 | 20.52 | 25.43 | EA | CRSL112 | CR534
CRSL112 | 18.03 | 10.54 | LK | 1" LB37 LB CONDULET |  |  |  | CRH LB37 (10/box) | LB CONDULETS | P | 23.99 | 28.79 | 20.86 | 17.73 | 20.52 | 25.43 | EA | CRSL112 | XLK730
CRSG306 | 0 | 65 | LK | 1 1/4" GUAT49 T CONDULET | CROUSE HINDS |  |  |  | T CONDULETS | P | 261.99 | 314.39 | 227.82 | 193.65 | 117 | 277.71 | EA | CRSG306 | CR510
CRSE300 | 0 | 0 | LK | 1 1/2" EAJT59 T CONDULET | CROUSE HINDS |  |  |  | T CONDULETS | P | 296.82 | 356.18 | 258.1 | 219.39 | 0 | 314.63 | EA | CRSE300 | CR511
CRSE314 | 0 | 0 | LK | 2" EAJT69 T CONDULET | CROUSE HINDS |  |  |  | T CONDULETS | P | 306.46 | 367.76 | 266.49 | 226.52 | 0 | 324.85 | EA | CRSE314 | CR513
CRSG318 | 0 | 0 | LK | 1/2" GUAX14 X CONDULET | CROUSE HINDS |  |  |  | X CONDULETS | P | 67.53 | 81.03 | 58.72 | 49.91 | 0 | 71.58 | EA | CRSG318 | CR516
CRSE322 | 0 | 0 | LK | 1/2" EAJX16 X CONDULET | CROUSE HINDS |  |  |  | X CONDULETS | P | 80.43 | 96.52 | 69.94 | 59.45 | 0 | 85.26 | EA | CRSE322 | CR517
CRSG326 | 18.11 | 34.63 | LK | 1/2" GUAX16 X CONDULET | CROUSE HINDS |  |  | CRH GUAX16 | X CONDULETS | P | 75.95 | 91.14 | 66.04 | 56.13 | 79.38 | 80.51 | EA | CRSG326 | BAR0112
CRSG326 | 18.11 | 34.63 | LK | 1/2" GUAX16 X CONDULET | CROUSE HINDS |  |  | CRH GUAX16 | X CONDULETS | P | 75.95 | 91.14 | 66.04 | 56.13 | 79.38 | 80.51 | EA | CRSG326 | CR518
CRSG330 | 0 | 18.54 | LK | 3/4" GUAX24 X CONDULET | CROUSE HINDS |  |  |  | X CONDULETS | P | 77.45 | 92.94 | 67.35 | 57.25 | 79.38 | 82.1 | EA | CRSG330 | CR520
CRSE278 | 0 | 0 | LK | 3/4" EAJT26 T CONDULET | CROUSE HINDS |  |  |  | T CONDULETS | P | 72.11 | 86.53 | 62.7 | 53.3 | 0 | 76.44 | EA | CRSE278 | CR503
CRSG282 | 39.97 | 41.17 | LK | 3/4" GUAT26 T CONDULET | CROUSE HINDS |  |  | CRH GUAT26 (1/box) | T CONDULETS | P | 77.28 | 92.74 | 67.2 | 57.12 | 76.14 | 81.92 | EA | CRSG282 | APPLETON GRT75
CRSG282 | 39.97 | 41.17 | LK | 3/4" GUAT26 T CONDULET | CROUSE HINDS |  |  | CRH GUAT26 (1/box) | T CONDULETS | P | 77.28 | 92.74 | 67.2 | 57.12 | 76.14 | 81.92 | EA | CRSG282 | BAR0202
CRSG282 | 39.97 | 41.17 | LK | 3/4" GUAT26 T CONDULET | CROUSE HINDS |  |  | CRH GUAT26 (1/box) | T CONDULETS | P | 77.28 | 92.74 | 67.2 | 57.12 | 76.14 | 81.92 | EA | CRSG282 | CR504
CRSG282 | 39.97 | 41.17 | LK | 3/4" GUAT26 T CONDULET | CROUSE HINDS |  |  | CRH GUAT26 (1/box) | T CONDULETS | P | 77.28 | 92.74 | 67.2 | 57.12 | 76.14 | 81.92 | EA | CRSG282 | CROUSE HINDS GUAT26
CRSG282 | 39.97 | 41.17 | LK | 3/4" GUAT26 T CONDULET | CROUSE HINDS |  |  | CRH GUAT26 (1/box) | T CONDULETS | P | 77.28 | 92.74 | 67.2 | 57.12 | 76.14 | 81.92 | EA | CRSG282 | KILLARK GECTT-2M
CRSG282 | 39.97 | 41.17 | LK | 3/4" GUAT26 T CONDULET | CROUSE HINDS |  |  | CRH GUAT26 (1/box) | T CONDULETS | P | 77.28 | 92.74 | 67.2 | 57.12 | 76.14 | 81.92 | EA | CRSG282 | OZ GEDNEY GUAT-75
CRSE286 | 0 | 0 | LK | 1" EAJT36 T CONDULET | CROUSE HINDS |  |  |  | T CONDULETS | P | 81.29 | 97.55 | 70.69 | 60.09 | 0 | 86.17 | EA | CRSE286 | CR505
CRSG290 | 35.4 | 49.672 | LK | 1" GUAT36 T CONDULET |  |  |  | CRH GUAT36 (1/box) | T CONDULETS | P | 79.97 | 95.97 | 69.54 | 59.11 | 95.04 | 93.28 | EA | CRSG290 | APPLETON GRT100
CRSG290 | 35.4 | 49.672 | LK | 1" GUAT36 T CONDULET |  |  |  | CRH GUAT36 (1/box) | T CONDULETS | P | 79.97 | 95.97 | 69.54 | 59.11 | 95.04 | 93.28 | EA | CRSG290 | BAR0302
CRSG290 | 35.4 | 49.672 | LK | 1" GUAT36 T CONDULET |  |  |  | CRH GUAT36 (1/box) | T CONDULETS | P | 79.97 | 95.97 | 69.54 | 59.11 | 95.04 | 93.28 | EA | CRSG290 | CR506
CRSG290 | 35.4 | 49.672 | LK | 1" GUAT36 T CONDULET |  |  |  | CRH GUAT36 (1/box) | T CONDULETS | P | 79.97 | 95.97 | 69.54 | 59.11 | 95.04 | 93.28 | EA | CRSG290 | CROUSE HINDS GUAT36
CRSG290 | 35.4 | 49.672 | LK | 1" GUAT36 T CONDULET |  |  |  | CRH GUAT36 (1/box) | T CONDULETS | P | 79.97 | 95.97 | 69.54 | 59.11 | 95.04 | 93.28 | EA | CRSG290 | KILLARK GECTT-3M
CRSG290 | 35.4 | 49.672 | LK | 1" GUAT36 T CONDULET |  |  |  | CRH GUAT36 (1/box) | T CONDULETS | P | 79.97 | 95.97 | 69.54 | 59.11 | 95.04 | 93.28 | EA | CRSG290 | OZ GEDNEY GUAT-100
CRSG294 | 0 | 66.48 | LK | 1" GUAT37 T CONDULET | CROUSE HINDS |  |  |  | T CONDULETS | P | 128.25 | 153.9 | 111.52 | 94.79 | 135.95 | 135.95 | EA | CRSG294 | CR508
CRSE298 | 0 | 0 | LK | 1 1/4" EAJT49 T CONDULET | CROUSE HINDS |  |  |  | T CONDULETS | P | 336.74 | 404.09 | 292.82 | 248.9 | 0 | 356.94 | EA | CRSE298 | CR509
CRSG228 | 0 | 42.05 | LK | 1 1/4" GUAL47 L CONDULET | CROUSE HINDS |  |  |  | L CONDULETS | P | 135.91 | 163.09 | 118.18 | 100.45 | 86.56 | 137.31 | EA | CRSG228 | CR486
CRSG250 | 0 | 0 | LK | JUNCTION BOX WITH FIVE 3/4" | HUBS EXPL PRF |  |  | CRS H GUAP777775 | GUAP JUNCTION BOX | P | 425.57 | 510.68 | 370.06 | 336.75 | 0 | 451.1 | EA | CRSG250 | CR492
CRSG250 | 0 | 0 | LK | JUNCTION BOX WITH FIVE 3/4" | HUBS EXPL PRF |  |  | CRS H GUAP777775 | GUAP JUNCTION BOX | P | 425.57 | 510.68 | 370.06 | 336.75 | 0 | 451.1 | EA | CRSG250 | CRS HINDS GUAP777775
CRSG262 | 0 | 0 | LK | 1/2" GUAT14 T CONDULET | CROUSE HINDS |  |  |  | T CONDULETS | P | 59.6 | 71.53 | 51.83 | 44.06 | 0 | 63.18 | EA | CRSG262 | CR498
CRSE266 | 0 | 0 | LK | 1/2" EAJT16 T CONDULET | CROUSE HINDS |  |  |  | T CONDULETS | P | 72.68 | 87.22 | 63.2 | 53.72 | 0 | 77.04 | EA | CRSE266 | CR499
CRSG270 | 24.84 | 38.69 | LK | 1/2" GUAT16 T CONDULET | CROUSE HINDS |  |  | CRH GUAT16 (2/box) | T CONDULETS | P | 72.73 | 87.27 | 63.24 | 53.75 | 76.14 | 77.09 | EA | CRSG270 | BAR0102
CRSG270 | 24.84 | 38.69 | LK | 1/2" GUAT16 T CONDULET | CROUSE HINDS |  |  | CRH GUAT16 (2/box) | T CONDULETS | P | 72.73 | 87.27 | 63.24 | 53.75 | 76.14 | 77.09 | EA | CRSG270 | CR500
CRSG274 | 33.09 | 36.53 | LK | 3/4" GUAT24 T CONDULET | CROUSE HINDS |  |  |  | T CONDULETS | P | 65.16 | 78.19 | 56.66 | 48.16 | 64.32 | 69.07 | EA | CRSG274 | CR502
CRSG204 | 0 | 40.5 | LK | 1/2" GUAL16 L CONDULET | CROUSE HINDS |  |  | CRH GUAT16 (2/box) | L CONDULETS | P | 68.66 | 82.39 | 59.7 | 50.75 | 76.14 | 72.78 | EA | CRSG204 | BAR0103
CRSG204 | 0 | 40.5 | LK | 1/2" GUAL16 L CONDULET | CROUSE HINDS |  |  | CRH GUAT16 (2/box) | L CONDULETS | P | 68.66 | 82.39 | 59.7 | 50.75 | 76.14 | 72.78 | EA | CRSG204 | CR478
CRSG208 | 0 | 1.78 | LK | 3/4" GUAL24 L CONDULET | CROUSE HINDS |  |  |  | L CONDULETS | P | 59.6 | 71.53 | 51.83 | 44.06 | 3.46 | 63.18 | EA | CRSG208 | CR480
CRSE212 | 0 | 0 | LK | 3/4" EALJ26 L CONDULET | CROUSE HINDS |  |  |  | L CONDULETS | P | 72.68 | 87.22 | 63.2 | 53.72 | 0 | 77.04 | EA | CRSE212 | CR481
CRSG216 | 0 | 63.24 | LK | 3/4" GUAL26 L CONDULET | CROUSE HINDS |  |  | CRH GUAL26 | L CONDULETS | P | 72.73 | 87.27 | 63.24 | 53.75 | 120.41 | 120.41 | EA | CRSG216 | BAR0203
CRSG216 | 0 | 63.24 | LK | 3/4" GUAL26 L CONDULET | CROUSE HINDS |  |  | CRH GUAL26 | L CONDULETS | P | 72.73 | 87.27 | 63.24 | 53.75 | 120.41 | 120.41 | EA | CRSG216 | CR482
CRSE220 | 0 | 0 | LK | 1" EAJL36 L CONDULET | CROUSE HINDS |  |  |  | L CONDULETS | P | 80.43 | 96.52 | 69.94 | 59.45 | 0 | 85.26 | EA | CRSE220 | CR483
CRSG224 | 0 | 0 | LK | 1" GUAL36 L CONDULET | CROUSE HINDS |  |  |  | L CONDULETS | P | 75.95 | 91.14 | 66.04 | 56.13 | 0 | 80.51 | EA | CRSG224 | CR484
CRSE176 | 0 | 0 | LK | 1" EAJD36 D CONDULET | CROUSE HINDS |  |  |  | D CONDULETS | P | 109.02 | 130.83 | 94.8 | 80.58 | 0 | 115.56 | EA | CRSE176 | CR465
CRSG180 | 0 | 0 | LK | JUNCTION BOX WITH THREE 1/2" | HUBS EXPL PROOF |  |  | CRS H GUAG6665 | GUAG JUNCTION BOX | P | 290.58 | 348.7 | 252.68 | 229.94 | 0 | 308.01 | EA | CRSG180 | CR466
CRSG180 | 0 | 0 | LK | JUNCTION BOX WITH THREE 1/2" | HUBS EXPL PROOF |  |  | CRS H GUAG6665 | GUAG JUNCTION BOX | P | 290.58 | 348.7 | 252.68 | 229.94 | 0 | 308.01 | EA | CRSG180 | CRS HINDS GUAG6665
CRSG184 | 175.59 | 55.5011 | LK | JUNCTION ;BOX WITH THREE 3/4" | HUBS EXPL PRF |  |  | CRS HINDS GUAG7775 | GUAG JUNCTION BOX | P | 233.89 | 280.66 | 203.38 | 185.08 | 341.34 | 341.34 | EA | CRSG184 | CR468
CRSG184 | 175.59 | 55.5011 | LK | JUNCTION ;BOX WITH THREE 3/4" | HUBS EXPL PRF |  |  | CRS HINDS GUAG7775 | GUAG JUNCTION BOX | P | 233.89 | 280.66 | 203.38 | 185.08 | 341.34 | 341.34 | EA | CRSG184 | CRS H GUAG7775
CRSG184 | 175.59 | 55.5011 | LK | JUNCTION ;BOX WITH THREE 3/4" | HUBS EXPL PRF |  |  | CRS HINDS GUAG7775 | GUAG JUNCTION BOX | P | 233.89 | 280.66 | 203.38 | 185.08 | 341.34 | 341.34 | EA | CRSG184 | XM005
CRSG188 | 114.73 | 108.2843 | LK | JUNCTION ;BOX WITH THREE 1" | HUBS EXPL PRF |  |  | CRS H GUAG8885 | GUAG JUNCTION BOX | P | 259.15 | 310.98 | 225.35 | 205.07 | 223.03 | 274.7 | EA | CRSG188 | CR470
CRSG188 | 114.73 | 108.2843 | LK | JUNCTION ;BOX WITH THREE 1" | HUBS EXPL PRF |  |  | CRS H GUAG8885 | GUAG JUNCTION BOX | P | 259.15 | 310.98 | 225.35 | 205.07 | 223.03 | 274.7 | EA | CRSG188 | CRS HINDS GUAG8885
CRSG196 | 0 | 0 | LK | 1/2" GUAL14 L CONDULET | CROUSE HINDS |  |  |  | L CONDULETS | P | 56.97 | 68.37 | 49.54 | 42.11 | 0 | 60.39 | EA | CRSG196 | CR476
CRSE200 | 0 | 0 | LK | 1/2" EAJL16 L CONDULET | CROUSE HINDS |  |  |  | L CONDULETS | P | 72.77 | 87.33 | 63.28 | 53.79 | 0 | 77.14 | EA | CRSE200 | CR477
CRSG144 | 0 | 41.82 | LK | 1/2" GUAC16 CONDULET | CROUSE HINDS |  |  | CRH GUAC16 | C CONDULETS | P | 68.66 | 82.39 | 59.7 | 50.75 | 76.14 | 76.14 | EA | CRSG144 | BAR0104
CRSG144 | 0 | 41.82 | LK | 1/2" GUAC16 CONDULET | CROUSE HINDS |  |  | CRH GUAC16 | C CONDULETS | P | 68.66 | 82.39 | 59.7 | 50.75 | 76.14 | 76.14 | EA | CRSG144 | CR454
CRSG152 | 0 | 0 | LK | 3/4" GUAC24 C CONDULET | CROUSE HINDS |  |  |  | C CONDULETS | P | 59.6 | 71.53 | 51.83 | 44.06 | 0 | 63.18 | EA | CRSG152 | CR456
CRSE156 | 0 | 0 | LK | 3/4" EAJC26 C CONDULET | CROUSE HINDS |  |  |  | C CONDULETS | P | 77.02 | 92.42 | 66.97 | 56.92 | 0 | 81.64 | EA | CRSE156 | CR457
CRSG160 | 57.86 | 57.86 | LK | 3/4" GUAC26 C CONDULET | CROUSE HINDS |  |  | CRH GUAC26 | C CONDULETS | P | 72.73 | 87.27 | 63.24 | 53.75 | 112.48 | 112.48 | EA | CRSG160 | BAR0204
CRSG160 | 57.86 | 57.86 | LK | 3/4" GUAC26 C CONDULET | CROUSE HINDS |  |  | CRH GUAC26 | C CONDULETS | P | 72.73 | 87.27 | 63.24 | 53.75 | 112.48 | 112.48 | EA | CRSG160 | CR458
CRSG164 | 0 | 0 | LK | 1" GUAC36 C CONDULET | CROUSE HINDS |  |  |  | C CONDULETS | P | 75.95 | 91.14 | 66.04 | 56.13 | 0 | 80.51 | EA | CRSG164 | CR459
CRSE168 | 0 | 0 | LK | 1/2" EAJD16 D CONDULET | CROUSE HINDS |  |  |  | D CONDULETS | P | 107.39 | 128.86 | 93.38 | 79.37 | 0 | 113.83 | EA | CRSE168 | CR461
CRSG172 | 0 | 0 | LK | 3/4" EAJD26 D CONDULET | CROUSE HINDS |  |  |  | D CONDULETS | P | 102.06 | 122.48 | 88.75 | 75.44 | 0 | 108.18 | EA | CRSG172 | CR463
CRSG108 | 0 | 0 | LK | 1/2" GUAB16 B CONDULET | CROUSE HINDS |  |  |  | B CONDULETS | P | 68.66 | 82.39 | 59.7 | 50.75 | 0 | 72.78 | EA | CRSG108 | CR440
CRSE112 | 61.34 | 61.34 | LK | 3/4" EAJB26 B CONDULET | CROUSE HINDS |  |  |  | B CONDULETS | P | 86.25 | 103.5 | 75 | 63.75 | 119.24 | 91.43 | EA | CRSE112 | CR441
CRSG116 | 0 | 0 | LK | 3/4" GUAB26 B CONDULET | CROUSE HINDS |  |  | CRH GUAB26 | B CONDULETS | P | 72.73 | 87.27 | 63.24 | 53.75 | 0 | 77.09 | EA | CRSG116 | CR442
CRSE118 | 0 | 0 | LK | 1" EAJB36 B CONDULET | CROUSE HINDS |  |  |  | B CONDULETS | P | 107.95 | 129.54 | 93.87 | 79.79 | 0 | 114.43 | EA | CRSE118 | CR443
CRSG120 | 0 | 0 | LK | 1" GUAB36 B CONDULET | CROUSE HINDS |  |  |  | B CONDULETS | P | 75.95 | 91.14 | 66.04 | 56.13 | 0 | 80.51 | EA | CRSG120 | CR444
CRSG136 | 0 | 0 | LK | 1/2" GUAC14 C CONDULET | CROUSE HINDS |  |  |  | C CONDULETS | P | 56.97 | 68.37 | 49.54 | 42.11 | 0 | 60.39 | EA | CRSG136 | APPLETON GRJC50
CRSG136 | 0 | 0 | LK | 1/2" GUAC14 C CONDULET | CROUSE HINDS |  |  |  | C CONDULETS | P | 56.97 | 68.37 | 49.54 | 42.11 | 0 | 60.39 | EA | CRSG136 | CR452
CRSG136 | 0 | 0 | LK | 1/2" GUAC14 C CONDULET | CROUSE HINDS |  |  |  | C CONDULETS | P | 56.97 | 68.37 | 49.54 | 42.11 | 0 | 60.39 | EA | CRSG136 | CRS H GUAG14
CRSE140 | 0 | 0 | LK | 1/2" EAJC16 C CONDULET | CROUSE HINDS |  |  |  | C CONDULETS | P | 71.54 | 85.85 | 62.21 | 52.88 | 0 | 75.83 | EA | CRSE140 | CR453
CRSC816 | 4.92 | 4.92 | LK | 1 1/2" GASKET #GASK575 | CROUSE HINDS |  |  |  | GASKETS | P | 6.61 | 7.94 | 5.75 | 4.89 | 9.72 | 9.72 | EA | CRSC816 | CR426
CRSC820 | 5.87 | 5.87 | LK | 2" GASKET #GASK576 | CROUSE HINDS |  |  |  | GASKETS | P | 7.82 | 9.38 | 6.8 | 5.78 | 15.12 | 15.12 | EA | CRSC820 | CR428
CRSC824 | 0 | 9.7 | LK | 2 1/2" AND 3" GASKET | CROUSE HINDS |  |  |  | GASKETS | P | 13.01 | 15.61 | 11.31 | 9.61 | 13.79 | 13.79 | EA | CRSC824 | CR430
CRSC824 | 0 | 9.7 | LK | 2 1/2" AND 3" GASKET | CROUSE HINDS |  |  |  | GASKETS | P | 13.01 | 15.61 | 11.31 | 9.61 | 13.79 | 13.79 | EA | CRSC824 | CRSC828
CRSC824 | 0 | 9.7 | LK | 2 1/2" AND 3" GASKET | CROUSE HINDS |  |  |  | GASKETS | P | 13.01 | 15.61 | 11.31 | 9.61 | 13.79 | 13.79 | EA | CRSC824 | XKBAQ0002
CRSC832 | 0 | 0 | LK | 3 1/2 AND 4" GASKET | CROUSE HINDS |  |  |  | GASKETS | P | 16.5 | 19.8 | 14.35 | 12.2 | 0.92 | 17.49 | EA | CRSC832 | CR432
CRSG100 | 0 | 0 | LK | 1/2" GUAB14 B CONDULET | CROUSE HINDS |  |  |  | B CONDULETS | P | 56.97 | 68.37 | 49.54 | 42.11 | 0 | 60.39 | EA | CRSG100 | CR438
CRSE104 | 0 | 0 | LK | 1/2" EAJB16 B CONDULET | CROUSE HINDS |  |  |  | B CONDULETS | P | 100.86 | 121.03 | 87.7 | 74.55 | 0 | 106.91 | EA | CRSE104 | CR439
CRSB166 | 15.09 | 16.8168 | LK | DEEP METAL BOX FSC2 |  |  |  | CRH FSC2/APP FSC175L | CROUSE HINDS FDC BOXES | P | 34.53 | 41.44 | 30.03 | 27.33 | 30.94 | 36.6 | EA | CRSB166 | APPLETON FSC-1-75-L
CRSB166 | 15.09 | 16.8168 | LK | DEEP METAL BOX FSC2 |  |  |  | CRH FSC2/APP FSC175L | CROUSE HINDS FDC BOXES | P | 34.53 | 41.44 | 30.03 | 27.33 | 30.94 | 36.6 | EA | CRSB166 | BAQ0204
CRSB166 | 15.09 | 16.8168 | LK | DEEP METAL BOX FSC2 |  |  |  | CRH FSC2/APP FSC175L | CROUSE HINDS FDC BOXES | P | 34.53 | 41.44 | 30.03 | 27.33 | 30.94 | 36.6 | EA | CRSB166 | CR410
CRSB166 | 15.09 | 16.8168 | LK | DEEP METAL BOX FSC2 |  |  |  | CRH FSC2/APP FSC175L | CROUSE HINDS FDC BOXES | P | 34.53 | 41.44 | 30.03 | 27.33 | 30.94 | 36.6 | EA | CRSB166 | CRSOUSE HINDS FSC-2
CRSB170 | 17.88 | 17.88 | LK | 1" #FDC3 BOX CROUSE HINDS |  |  |  |  | CROUSE HINDS FDC BOXES | P | 40.92 | 49.1 | 35.58 | 32.38 | 34.75 | 43.38 | EA | CRSB170 | CR412
CRSC800 | 0 | 2.94 | LK | 1/2" GASKET | CROUSE HINDS |  |  | REDD GASK OLK1RG | GASKETS | P | 3.89 | 4.66 | 3.38 | 2.87 | 5.72 | 5.72 | EA | CRSC800 | BAS0101C
CRSC800 | 0 | 2.94 | LK | 1/2" GASKET | CROUSE HINDS |  |  | REDD GASK OLK1RG | GASKETS | P | 3.89 | 4.66 | 3.38 | 2.87 | 5.72 | 5.72 | EA | CRSC800 | CR418
CRSC804 | 0 | 2.94 | LK | 3/4" GASKET #GASK572 | CROUSE HINDS |  |  |  | GASKETS | P | 3.89 | 4.66 | 3.38 | 2.87 | 5.72 | 5.72 | EA | CRSC804 | CR420
CRSC808 | 0 | 3.89 | LK | 1" GASKET #GASK573 | CROUSE HINDS |  |  |  | GASKETS | P | 5.22 | 6.27 | 4.54 | 3.86 | 8.64 | 8.64 | EA | CRSC808 | CR422
CRSC812 | 0 | 4.9105 | LK | 1 1/4" GASKET #GASK574 | CROUSE HINDS |  |  |  | GASKETS | P | 6.61 | 7.94 | 5.75 | 4.89 | 9.72 | 9.72 | EA | CRSC812 | CR424
CRSS236 | 0 | 66.65 | LK | 2 1/2" EYS76 VERTICAL SEAL | CROUSE HINDS |  |  | CRH EYS76 | CROUSE HINDS EYS SEALS | P | 152.52 | 183.03 | 132.63 | 115.39 | 113.4 | 142.94 | EA | CRSS236 | BAR0708
CRSS236 | 0 | 66.65 | LK | 2 1/2" EYS76 VERTICAL SEAL | CROUSE HINDS |  |  | CRH EYS76 | CROUSE HINDS EYS SEALS | P | 152.52 | 183.03 | 132.63 | 115.39 | 113.4 | 142.94 | EA | CRSS236 | CR388
CRSS240 | 0 | 83.97 | LK | 3" EYS86 VERTICAL SEAL | CROUSE HINDS |  |  | CRH EYS86 (1/box) | CROUSE HINDS EYS SEALS | P | 181.33 | 217.6 | 157.68 | 137.18 | 170.29 | 197.37 | EA | CRSS240 | BAR0808
CRSS240 | 0 | 83.97 | LK | 3" EYS86 VERTICAL SEAL | CROUSE HINDS |  |  | CRH EYS86 (1/box) | CROUSE HINDS EYS SEALS | P | 181.33 | 217.6 | 157.68 | 137.18 | 170.29 | 197.37 | EA | CRSS240 | CR390
CRSS240 | 0 | 83.97 | LK | 3" EYS86 VERTICAL SEAL | CROUSE HINDS |  |  | CRH EYS86 (1/box) | CROUSE HINDS EYS SEALS | P | 181.33 | 217.6 | 157.68 | 137.18 | 170.29 | 197.37 | EA | CRSS240 | XLK131
CRSS244 | 0 | 0 | LK | 4" #EYS106 VERTICAL SEAL | CROUSE HINDS |  |  | CRH EYS106 | CROUSE HINDS EYS SEALS | P | 704.2 | 845.04 | 612.35 | 532.74 | 0 | 704.2 | EA | CRSS244 | BAR0908
CRSS244 | 0 | 0 | LK | 4" #EYS106 VERTICAL SEAL | CROUSE HINDS |  |  | CRH EYS106 | CROUSE HINDS EYS SEALS | P | 704.2 | 845.04 | 612.35 | 532.74 | 0 | 704.2 | EA | CRSS244 | CR392
CRSB150 | 11.2 | 15.92 | LK | 1/2" BOX #FD1 CROUSE HINDS |  |  |  |  | CROUSE HINDS FD BOXES | P | 28.12 | 33.74 | 24.45 | 22.25 | 30.94 | 30.94 | EA | CRSB150 | CR398
CRSB154 | 11.7 | 15.69 | LK | 3/4" BOX #FD2 CROUSE HINDS |  |  |  |  | CROUSE HINDS FD BOXES | P | 30.66 | 36.79 | 26.66 | 24.26 | 27.7 | 32.5 | EA | CRSB154 | CR400
CRSB158 | 0 | 0 | LK | 1" BOX #FD3 CROUSE HINDS |  |  |  |  | CROUSE HINDS FD BOXES | P | 32.84 | 39.41 | 28.56 | 25.99 | 0 | 34.81 | EA | CRSB158 | CR402
CRSB162 | 13.86 | 14.862 | LK | FSC 1/2" FEED THRU BOX DEEP |  |  |  | CRH FDC1 | CROUSE HINDS FDC BOXES | P | 32.03 | 38.43 | 27.85 | 25.34 | 30.94 | 33.95 | EA | CRSB162 | BAQ0105
CRSB162 | 13.86 | 14.862 | LK | FSC 1/2" FEED THRU BOX DEEP |  |  |  | CRH FDC1 | CROUSE HINDS FDC BOXES | P | 32.03 | 38.43 | 27.85 | 25.34 | 30.94 | 33.95 | EA | CRSB162 | CR408
CRSB162 | 13.86 | 14.862 | LK | FSC 1/2" FEED THRU BOX DEEP |  |  |  | CRH FDC1 | CROUSE HINDS FDC BOXES | P | 32.03 | 38.43 | 27.85 | 25.34 | 30.94 | 33.95 | EA | CRSB162 | XLK304
CRSS200 | 10.87 | 11.2233 | LK | 1/2" EYS116 HORIZONAL SEAL |  |  |  | CRH EYS116 (5/box) | CROUSE HINDS EYS SEALS | P | 24.98 | 29.97 | 21.72 | 18.9 | 23 | 24.98 | EA | CRSS200 | BAR0109
CRSS200 | 10.87 | 11.2233 | LK | 1/2" EYS116 HORIZONAL SEAL |  |  |  | CRH EYS116 (5/box) | CROUSE HINDS EYS SEALS | P | 24.98 | 29.97 | 21.72 | 18.9 | 23 | 24.98 | EA | CRSS200 | CR376
CRSS208 | 13.19 | 13.58 | LK | 3/4" EYS216 HORISONTAL SEAL | CROUSE HINDS |  |  | CRH EYS216 (5/box) | CROUSE HINDS EYS SEALS | P | 29.38 | 35.26 | 25.55 | 22.23 | 28.03 | 26.87 | EA | CRSS208 | BAR0209
CRSS208 | 13.19 | 13.58 | LK | 3/4" EYS216 HORISONTAL SEAL | CROUSE HINDS |  |  | CRH EYS216 (5/box) | CROUSE HINDS EYS SEALS | P | 29.38 | 35.26 | 25.55 | 22.23 | 28.03 | 26.87 | EA | CRSS208 | CO034
CRSS208 | 13.19 | 13.58 | LK | 3/4" EYS216 HORISONTAL SEAL | CROUSE HINDS |  |  | CRH EYS216 (5/box) | CROUSE HINDS EYS SEALS | P | 29.38 | 35.26 | 25.55 | 22.23 | 28.03 | 26.87 | EA | CRSS208 | CR378
CRSS208 | 13.19 | 13.58 | LK | 3/4" EYS216 HORISONTAL SEAL | CROUSE HINDS |  |  | CRH EYS216 (5/box) | CROUSE HINDS EYS SEALS | P | 29.38 | 35.26 | 25.55 | 22.23 | 28.03 | 26.87 | EA | CRSS208 | EPIC CO038
CRSS216 | 17.25 | 17.9267 | LK | 1" EYS316 HORIZONALSEAL | CROUSE HINDS |  |  | CRH EYS316 (2/box) | CROUSE HINDS EYS SEALS | P | 36.87 | 44.24 | 32.06 | 27.89 | 33.53 | 36.87 | EA | CRSS216 | BAR0309
CRSS216 | 17.25 | 17.9267 | LK | 1" EYS316 HORIZONALSEAL | CROUSE HINDS |  |  | CRH EYS316 (2/box) | CROUSE HINDS EYS SEALS | P | 36.87 | 44.24 | 32.06 | 27.89 | 33.53 | 36.87 | EA | CRSS216 | CR380
CRSS224 | 19.54 | 19.54 | LK | 1 1/4" EYS46 VERTICAL SEAL |  |  |  | CRH EYS46 1-1/4 | CROUSE HINDS EYS SEALS | P | 48.15 | 57.78 | 41.87 | 36.43 | 37.98 | 48.15 | EA | CRSS224 | BAR0408
CRSS224 | 19.54 | 19.54 | LK | 1 1/4" EYS46 VERTICAL SEAL |  |  |  | CRH EYS46 1-1/4 | CROUSE HINDS EYS SEALS | P | 48.15 | 57.78 | 41.87 | 36.43 | 37.98 | 48.15 | EA | CRSS224 | CR382
CRSS228 | 24.71 | 24.71 | LK | 1 1/2" #EYS56 VERTICAL SEAL | CROUSE HINDS |  |  | CRH EYS56 (2/box) | CROUSE HINDS EYS SEALS | P | 70.78 | 84.94 | 61.55 | 53.55 | 48.04 | 61.73 | EA | CRSS228 | BAR0508
CRSS228 | 24.71 | 24.71 | LK | 1 1/2" #EYS56 VERTICAL SEAL | CROUSE HINDS |  |  | CRH EYS56 (2/box) | CROUSE HINDS EYS SEALS | P | 70.78 | 84.94 | 61.55 | 53.55 | 48.04 | 61.73 | EA | CRSS228 | CR384
CRSS232 | 67.61 | 71.0467 | LK | 2" EYS66 SEAL | CROUSE HINDS |  |  | CRH EYS66 (1/box) | CROUSE HINDS EYS SEALS | P | 92.17 | 110.61 | 80.15 | 69.73 | 131.44 | 129 | EA | CRSS232 | BAR0608
CRSS232 | 67.61 | 71.0467 | LK | 2" EYS66 SEAL | CROUSE HINDS |  |  | CRH EYS66 (1/box) | CROUSE HINDS EYS SEALS | P | 92.17 | 110.61 | 80.15 | 69.73 | 131.44 | 129 | EA | CRSS232 | CR386
CRSC616 | 80.31 | 80.31 | LK | EXPF SWITCH COVER 1G | #DS-415 SINGLE GANG RAINTIGHT | CROUSE HINDS |  | CRH DS415 | BOX COVERS | P | 108.65 | 130.38 | 94.48 | 94.48 | 156.12 | 156.13 | EA | CRSC616 | BAR0216
CRSC616 | 80.31 | 80.31 | LK | EXPF SWITCH COVER 1G | #DS-415 SINGLE GANG RAINTIGHT | CROUSE HINDS |  | CRH DS415 | BOX COVERS | P | 108.65 | 130.38 | 94.48 | 94.48 | 156.12 | 156.13 | EA | CRSC616 | CR356
CRSC620 | 27.87 | 28.99 | LK | SWITCH COVER SINGLE GANG | #DS-185 WEATHERPROOF | CROUSE HINDS |  |  | BOX COVERS | P | 57.26 | 68.71 | 49.79 | 45.31 | 52.11 | 60.7 | EA | CRSC620 | CR358
CRSC620 | 27.87 | 28.99 | LK | SWITCH COVER SINGLE GANG | #DS-185 WEATHERPROOF | CROUSE HINDS |  |  | BOX COVERS | P | 57.26 | 68.71 | 49.79 | 45.31 | 52.11 | 60.7 | EA | CRSC620 | XLK622
CRSS116 | 7.68 | 11.959 | LK | 1 LB. SEALING COMPOUND | CROUSE HINDS |  |  | CRH CHICO-A05 | CHICO AND FIBER | P | 28.74 | 34.49 | 24.99 | 21.24 | 21.35 | 21.35 | LB | CRSS116 | BAR0000
CRSS116 | 7.68 | 11.959 | LK | 1 LB. SEALING COMPOUND | CROUSE HINDS |  |  | CRH CHICO-A05 | CHICO AND FIBER | P | 28.74 | 34.49 | 24.99 | 21.24 | 21.35 | 21.35 | LB | CRSS116 | CR364
CRSS132 | 0 | 0 | LK | CROUSE HINDS 1 OUNCE FIBER |  |  |  |  | CROUSE HINDS CHICO AND FIBER | P | 7.59 | 9.11 | 7.59 | 6.45 | 16.2 | 16.2 | OZ | CRSS132 | CR366
CRSB100 | 0 | 56.98 | LK | 3/4" EDS BOX #EDS271 | CROUSE HINDS |  |  |  | EDS BOX | P | 66.85 | 80.22 | 58.13 | 58.13 | 101.52 | 101.52 | EA | CRSB100 | CR370
CRSC512 | 5.04 | 5.8993 | LK | 1 1/4" CONDULET COVER |  |  |  | CRH 470G | CROUSE HINDS COVERS | P | 13.2 | 15.84 | 11.48 | 9.76 | 9.8 | 17.1 | EA | CRSC512 | BAQ0400B
CRSC512 | 5.04 | 5.8993 | LK | 1 1/4" CONDULET COVER |  |  |  | CRH 470G | CROUSE HINDS COVERS | P | 13.2 | 15.84 | 11.48 | 9.76 | 9.8 | 17.1 | EA | CRSC512 | CO435
CRSC512 | 5.04 | 5.8993 | LK | 1 1/4" CONDULET COVER |  |  |  | CRH 470G | CROUSE HINDS COVERS | P | 13.2 | 15.84 | 11.48 | 9.76 | 9.8 | 17.1 | EA | CRSC512 | CR342
CRSC516 | 5.7 | 5.7573 | LK | 1 1/2" CONDULET COVER |  |  |  | CRH 570G | CROUSE HINDS COVERS | P | 13.2 | 15.84 | 11.48 | 9.76 | 12.96 | 13.99 | EA | CRSC516 | BAQ0500B
CRSC516 | 5.7 | 5.7573 | LK | 1 1/2" CONDULET COVER |  |  |  | CRH 570G | CROUSE HINDS COVERS | P | 13.2 | 15.84 | 11.48 | 9.76 | 12.96 | 13.99 | EA | CRSC516 | CR344
CRSC520 | 9.09 | 9.63 | LK | 2" CONDULET COVER |  |  |  | CRH 680G | CROUSE HINDS COVERS | P | 20.86 | 25.03 | 18.14 | 15.42 | 17.82 | 25.71 | EA | CRSC520 | APPLETON 670
CRSC520 | 9.09 | 9.63 | LK | 2" CONDULET COVER |  |  |  | CRH 680G | CROUSE HINDS COVERS | P | 20.86 | 25.03 | 18.14 | 15.42 | 17.82 | 25.71 | EA | CRSC520 | APPLETON; APP670IG
CRSC520 | 9.09 | 9.63 | LK | 2" CONDULET COVER |  |  |  | CRH 680G | CROUSE HINDS COVERS | P | 20.86 | 25.03 | 18.14 | 15.42 | 17.82 | 25.71 | EA | CRSC520 | BAQ0600B
CRSC520 | 9.09 | 9.63 | LK | 2" CONDULET COVER |  |  |  | CRH 680G | CROUSE HINDS COVERS | P | 20.86 | 25.03 | 18.14 | 15.42 | 17.82 | 25.71 | EA | CRSC520 | CR346
CRSC520 | 9.09 | 9.63 | LK | 2" CONDULET COVER |  |  |  | CRH 680G | CROUSE HINDS COVERS | P | 20.86 | 25.03 | 18.14 | 15.42 | 17.82 | 25.71 | EA | CRSC520 | CROUSE HINDS 670
CRSC520 | 9.09 | 9.63 | LK | 2" CONDULET COVER |  |  |  | CRH 680G | CROUSE HINDS COVERS | P | 20.86 | 25.03 | 18.14 | 15.42 | 17.82 | 25.71 | EA | CRSC520 | CROUSE HINDS 670G
CRSC520 | 9.09 | 9.63 | LK | 2" CONDULET COVER |  |  |  | CRH 680G | CROUSE HINDS COVERS | P | 20.86 | 25.03 | 18.14 | 15.42 | 17.82 | 25.71 | EA | CRSC520 | KILLARK 670
CRSC520 | 9.09 | 9.63 | LK | 2" CONDULET COVER |  |  |  | CRH 680G | CROUSE HINDS COVERS | P | 20.86 | 25.03 | 18.14 | 15.42 | 17.82 | 25.71 | EA | CRSC520 | OZ GEDNEY 670
CRSC524 | 10.48 | 14.59 | LK | 2 1/2" AND 3" CONDULET COVER |  |  |  | CRH 780 / CRH 870 | COVERS | P | 26.14 | 31.37 | 22.73 | 19.32 | 20.37 | 48.91 | EA | CRSC524 | BAQ0700B
CRSC524 | 10.48 | 14.59 | LK | 2 1/2" AND 3" CONDULET COVER |  |  |  | CRH 780 / CRH 870 | COVERS | P | 26.14 | 31.37 | 22.73 | 19.32 | 20.37 | 48.91 | EA | CRSC524 | BAQ0800B
CRSC524 | 10.48 | 14.59 | LK | 2 1/2" AND 3" CONDULET COVER |  |  |  | CRH 780 / CRH 870 | COVERS | P | 26.14 | 31.37 | 22.73 | 19.32 | 20.37 | 48.91 | EA | CRSC524 | CR348
CRSC524 | 10.48 | 14.59 | LK | 2 1/2" AND 3" CONDULET COVER |  |  |  | CRH 780 / CRH 870 | COVERS | P | 26.14 | 31.37 | 22.73 | 19.32 | 20.37 | 48.91 | EA | CRSC524 | XHC043
CRSC528 | 0 | 0 | LK | 3 1/2" AND 4" CONDULET | COVER |  |  |  | COVERS | P | 30.69 | 36.83 | 26.69 | 22.69 | 0 | 32.53 | EA | CRSC528 | CR350
CRSC612 | 82.67 | 105.95 | LK | #DSD933 EXPLOSION PROOF COVER | 20 AMP TUMBLER SWITCH SEALED | CROUSE HINDS |  |  | BOX COVERS | P | 143.24 | 171.89 | 124.56 | 124.56 | 185 | 151.83 | EA | CRSC612 | CR354
CRSC348 | 7.67 | 7.41 | LK | CGB398 1" | CROUSE HINDS |  |  | THM 2547 1-IN .875-1.000 | CGB CONNECTS | P | 36.43 | 43.72 | 31.68 | 27.56 | 14.91 | 38.62 | EA | CRSC348 | CR328
CRSC354 | 7.19 | 14.3663 | LK | CGB498 1 1/4" | 1-1/4 .875-1.000 CORD CONNECTO |  |  | THM 2558 | CGB CONNECTS | P | 63.54 | 76.25 | 55.25 | 55.25 | 27.7 | 67.35 | EA | CRSC354 | BAU0400
CRSC354 | 7.19 | 14.3663 | LK | CGB498 1 1/4" | 1-1/4 .875-1.000 CORD CONNECTO |  |  | THM 2558 | CGB CONNECTS | P | 63.54 | 76.25 | 55.25 | 55.25 | 27.7 | 67.35 | EA | CRSC354 | CR330
CRSC364 | 20.41 | 22.5588 | LK | CGB5913 1 1/2" | CROUSE HINDS |  |  | THM 2564 | CGB CONNECTS | P | 63.54 | 76.25 | 55.25 | 55.25 | 39.68 | 67.35 | EA | CRSC364 | BAU0500
CRSC364 | 20.41 | 22.5588 | LK | CGB5913 1 1/2" | CROUSE HINDS |  |  | THM 2564 | CGB CONNECTS | P | 63.54 | 76.25 | 55.25 | 55.25 | 39.68 | 67.35 | EA | CRSC364 | CR332
CRSC374 | 34.68 | 38.7525 | LK | CGB6913 2" | 2-IN 1.375-1.625 45 CORD |  |  | THM 2574 | CGB CONNECTS | P | 63.54 | 76.25 | 55.25 | 55.25 | 67.41 | 67.35 | EA | CRSC374 | BAU0600
CRSC374 | 34.68 | 38.7525 | LK | CGB6913 2" | 2-IN 1.375-1.625 45 CORD |  |  | THM 2574 | CGB CONNECTS | P | 63.54 | 76.25 | 55.25 | 55.25 | 67.41 | 67.35 | EA | CRSC374 | CR334
CRSC500 | 2.79 | 3.1321 | LK | 1/2" CONDULET COVER |  |  |  | CRH 170G | CROUSE HINDS COVERS | P | 6.99 | 8.39 | 6.08 | 5.17 | 7.02 | 7.41 | EA | CRSC500 | BAQ0100B
CRSC500 | 2.79 | 3.1321 | LK | 1/2" CONDULET COVER |  |  |  | CRH 170G | CROUSE HINDS COVERS | P | 6.99 | 8.39 | 6.08 | 5.17 | 7.02 | 7.41 | EA | CRSC500 | CR336
CRSC504 | 3.11 | 3.8743 | LK | 3/4" CONDULET COVER |  |  |  | CRH 270G | CROUSE HINDS COVERS | P | 7.98 | 9.58 | 6.94 | 5.9 | 6.48 | 8.46 | EA | CRSC504 | BAQ0200B
CRSC504 | 3.11 | 3.8743 | LK | 3/4" CONDULET COVER |  |  |  | CRH 270G | CROUSE HINDS COVERS | P | 7.98 | 9.58 | 6.94 | 5.9 | 6.48 | 8.46 | EA | CRSC504 | CR338
CRSC504 | 3.11 | 3.8743 | LK | 3/4" CONDULET COVER |  |  |  | CRH 270G | CROUSE HINDS COVERS | P | 7.98 | 9.58 | 6.94 | 5.9 | 6.48 | 8.46 | EA | CRSC504 | XHC032
CRSC508 | 4.65 | 5.19 | LK | 1" CONDULET COVER |  |  |  | CRH 370G | CROUSE HINDS COVERS | P | 10.9 | 13.08 | 9.48 | 8.06 | 9.07 | 11.55 | EA | CRSC508 | BAQ0300B
CRSC508 | 4.65 | 5.19 | LK | 1" CONDULET COVER |  |  |  | CRH 370G | CROUSE HINDS COVERS | P | 10.9 | 13.08 | 9.48 | 8.06 | 9.07 | 11.55 | EA | CRSC508 | CR340
CRSC316 | 5 | 5.6286 | LK | CGB196 1/2" | CROUSE HINDS |  |  |  | CGB CONNECTS | P | 17.65 | 21.18 | 15.35 | 13.35 | 9.88 | 18.71 | EA | CRSC316 | CR316
CRSC320 | 3.52 | 7.0956 | LK | CGB292 3/4" | CROUSE HINDS |  |  |  | CGB CONNECTS | P | 9.95 | 11.94 | 8.65 | 7.53 | 13.01 | 13.01 | EA | CRSC320 | CR318
CRSC324 | 5.46 | 6.015 | LK | CGB293 3/4" | CROUSE HINDS |  |  | THM 2531 3/4 .250-.375 | CGB CONNECTS | P | 9.95 | 11.94 | 8.65 | 7.53 | 13.01 | 13.01 | EA | CRSC324 | CR320
CRSC328 | 5.46 | 5.63 | LK | CGB294 3/4" | CROUSE HINDS |  |  | THM 2532 3/4 .375-.500 | CGB CONNECTS | P | 9.95 | 11.94 | 8.65 | 7.53 | 10.62 | 10.55 | EA | CRSC328 | CR322
CRSC336 | 5.46 | 5.6295 | LK | CGB296 3/4" | 3/4 .625-.750 CORD CONNECTOR |  |  | THM 2535 | CGB CONNECTS | P | 17.65 | 21.18 | 15.35 | 13.35 | 13.01 | 18.71 | EA | CRSC336 | BAU0204
CRSC336 | 5.46 | 5.6295 | LK | CGB296 3/4" | 3/4 .625-.750 CORD CONNECTOR |  |  | THM 2535 | CGB CONNECTS | P | 17.65 | 21.18 | 15.35 | 13.35 | 13.01 | 18.71 | EA | CRSC336 | CR324
CRSC344 | 6.53 | 6.5475 | LK | CGB396 1" | CROUSE HINDS |  |  | THM 2543 1-IN .625-.750 | CGB CONNECTS | P | 17.65 | 21.18 | 15.35 | 13.35 | 20.36 | 20.36 | EA | CRSC344 | BAU0304
CRSC344 | 6.53 | 6.5475 | LK | CGB396 1" | CROUSE HINDS |  |  | THM 2543 1-IN .625-.750 | CGB CONNECTS | P | 17.65 | 21.18 | 15.35 | 13.35 | 20.36 | 20.36 | EA | CRSC344 | CR326
CRSC344 | 6.53 | 6.5475 | LK | CGB396 1" | CROUSE HINDS |  |  | THM 2543 1-IN .625-.750 | CGB CONNECTS | P | 17.65 | 21.18 | 15.35 | 13.35 | 20.36 | 20.36 | EA | CRSC344 | XEC032
CRSC104 | 0 | 6.81 | LK | 3/4"C27 CONDULET | CROUSE HINDS |  |  |  | C CONDULETS | P | 15.9 | 19.09 | 13.83 | 11.34 | 0 | 19.65 | EA | CRSC104 | BAQ0202
CRSC104 | 0 | 6.81 | LK | 3/4"C27 CONDULET | CROUSE HINDS |  |  |  | C CONDULETS | P | 15.9 | 19.09 | 13.83 | 11.34 | 0 | 19.65 | EA | CRSC104 | CR302
CRSC108 | 9.09 | 7.4233 | LK | 1" #C37 CONDULET |  |  |  | CRH C37 | C CONDULETS | P | 23.99 | 28.79 | 20.86 | 17.11 | 17.67 | 21.56 | EA | CRSC108 | BAQ0302
CRSC108 | 9.09 | 7.4233 | LK | 1" #C37 CONDULET |  |  |  | CRH C37 | C CONDULETS | P | 23.99 | 28.79 | 20.86 | 17.11 | 17.67 | 21.56 | EA | CRSC108 | CR304
CRSC300 | 5 | 5.151 | LK | CGB192 1/2" | 1/2 .125-.250 CORD CONNECTOR |  |  | THM 2520 | CGB CONNECTS | P | 9.95 | 11.94 | 8.65 | 7.53 | 9.88 | 10.55 | EA | CRSC300 | BAU0100
CRSC300 | 5 | 5.151 | LK | CGB192 1/2" | 1/2 .125-.250 CORD CONNECTOR |  |  | THM 2520 | CGB CONNECTS | P | 9.95 | 11.94 | 8.65 | 7.53 | 9.88 | 10.55 | EA | CRSC300 | CR308
CRSC304 | 0 | 5.1444 | LK | CGB 193 1/2 | 1/2 .250-.375 CORD CONNECTOR |  |  | THM 2521 (25/box) | CGB CONNECTS | P | 9.95 | 11.94 | 8.65 | 7.53 | 7.99 | 9.15 | EA | CRSC304 | BAU0101
CRSC304 | 0 | 5.1444 | LK | CGB 193 1/2 | 1/2 .250-.375 CORD CONNECTOR |  |  | THM 2521 (25/box) | CGB CONNECTS | P | 9.95 | 11.94 | 8.65 | 7.53 | 7.99 | 9.15 | EA | CRSC304 | CR310
CRSC308 | 5 | 5.151 | LK | CGB 194 1/2 | 1/2 .375-.500 CORD CONNECTOR |  |  | THM 2522 (25/box) | CGB CONNECTS | P | 9.95 | 11.94 | 8.65 | 7.53 | 9.88 | 10.15 | EA | CRSC308 | BAU0102
CRSC308 | 5 | 5.151 | LK | CGB 194 1/2 | 1/2 .375-.500 CORD CONNECTOR |  |  | THM 2522 (25/box) | CGB CONNECTS | P | 9.95 | 11.94 | 8.65 | 7.53 | 9.88 | 10.15 | EA | CRSC308 | CR312
CRSC312 | 6.08 | 5.151 | LK | CGB 195 1/2 | 1/2 .500-.625 CORD CONNECTOR |  |  | THM 2524 | CGB CONNECTS | P | 9.95 | 11.94 | 8.65 | 7.53 | 11.82 | 11.81 | EA | CRSC312 | BAU0103
CRSC312 | 6.08 | 5.151 | LK | CGB 195 1/2 | 1/2 .500-.625 CORD CONNECTOR |  |  | THM 2524 | CGB CONNECTS | P | 9.95 | 11.94 | 8.65 | 7.53 | 11.82 | 11.81 | EA | CRSC312 | CR314
CRSR172 | 16.68 | 15.06 | LK | 3" X 1 1/4" RE BUSHING | CROUSE HINDS |  |  |  | BUSHING, RE - | P | 39.72 | 47.67 | 34.54 | 29.36 | 32.4 | 42.1 | EA | CRSR172 | BAK0840
CRSR172 | 16.68 | 15.06 | LK | 3" X 1 1/4" RE BUSHING | CROUSE HINDS |  |  |  | BUSHING, RE - | P | 39.72 | 47.67 | 34.54 | 29.36 | 32.4 | 42.1 | EA | CRSR172 | CR284
CRSR176 | 16.68 | 16.642 | LK | 3" X 1 1/2" RE BUSHING | CROUSE HINDS |  |  |  | BUSHING, RE - | P | 39.72 | 47.67 | 34.54 | 29.36 | 34.78 | 42.1 | EA | CRSR176 | BAK0850
CRSR176 | 16.68 | 16.642 | LK | 3" X 1 1/2" RE BUSHING | CROUSE HINDS |  |  |  | BUSHING, RE - | P | 39.72 | 47.67 | 34.54 | 29.36 | 34.78 | 42.1 | EA | CRSR176 | CR286
CRSR180 | 16.68 | 13.5746 | LK | 3" X 2" RE BUSHING | CROUSE HINDS |  |  | CRH RE86 (2/box) | BUSHING, RE - | P | 39.72 | 47.67 | 34.54 | 29.36 | 34.56 | 42.1 | EA | CRSR180 | BAK0860
CRSR180 | 16.68 | 13.5746 | LK | 3" X 2" RE BUSHING | CROUSE HINDS |  |  | CRH RE86 (2/box) | BUSHING, RE - | P | 39.72 | 47.67 | 34.54 | 29.36 | 34.56 | 42.1 | EA | CRSR180 | CR288
CRSR184 | 16.68 | 13.2733 | LK | 3" X 2 1/2" RE BUSHING | CROUSE HINDS |  |  | CRH RE87 | BUSHING, RE - | P | 39.72 | 47.67 | 34.54 | 29.36 | 34.56 | 42.1 | EA | CRSR184 | BAK0870
CRSR184 | 16.68 | 13.2733 | LK | 3" X 2 1/2" RE BUSHING | CROUSE HINDS |  |  | CRH RE87 | BUSHING, RE - | P | 39.72 | 47.67 | 34.54 | 29.36 | 34.56 | 42.1 | EA | CRSR184 | CR290
CRSR200 | 16.05 | 16.05 | LK | 4" X 3" RE BUSHING | CROUSE HINDS |  |  | CRH RE108 | BUSHING, RE - | P | 80.9 | 97.08 | 70.35 | 59.8 | 31.2 | 50.94 | EA | CRSR200 | BAK1008
CRSR200 | 16.05 | 16.05 | LK | 4" X 3" RE BUSHING | CROUSE HINDS |  |  | CRH RE108 | BUSHING, RE - | P | 80.9 | 97.08 | 70.35 | 59.8 | 31.2 | 50.94 | EA | CRSR200 | CR298
CRSC100 | 0 | 9.4767 | LK | 1/2" C17 CONDULET | CROUSE HINDS |  |  |  | C CONDULETS | P | 13.29 | 15.95 | 11.56 | 9.48 | 19.88 | 19.51 | EA | CRSC100 | BAQ0102
CRSC100 | 0 | 9.4767 | LK | 1/2" C17 CONDULET | CROUSE HINDS |  |  |  | C CONDULETS | P | 13.29 | 15.95 | 11.56 | 9.48 | 19.88 | 19.51 | EA | CRSC100 | CR300
CRSC100 | 0 | 9.4767 | LK | 1/2" C17 CONDULET | CROUSE HINDS |  |  |  | C CONDULETS | P | 13.29 | 15.95 | 11.56 | 9.48 | 19.88 | 19.51 | EA | CRSC100 | XB209
CRSR148 | 10.93 | 8.3929 | LK | 2" X 1" RE BUSHING | CROUSE HINDS |  |  | CRH RE63 | BUSHING, RE - | P | 20.1 | 24.12 | 17.48 | 14.86 | 28.08 | 21.65 | EA | CRSR148 | BAK0630
CRSR148 | 10.93 | 8.3929 | LK | 2" X 1" RE BUSHING | CROUSE HINDS |  |  | CRH RE63 | BUSHING, RE - | P | 20.1 | 24.12 | 17.48 | 14.86 | 28.08 | 21.65 | EA | CRSR148 | CR272
CRSR152 | 7.24 | 7.94 | LK | 2" X 1 1/4" RE BUSHING | CROUSE HINDS |  |  |  | BUSHING, RE - | P | 20.1 | 24.12 | 17.48 | 14.86 | 14.07 | 21.65 | EA | CRSR152 | BAK0640
CRSR152 | 7.24 | 7.94 | LK | 2" X 1 1/4" RE BUSHING | CROUSE HINDS |  |  |  | BUSHING, RE - | P | 20.1 | 24.12 | 17.48 | 14.86 | 14.07 | 21.65 | EA | CRSR152 | CR274
CRSR152 | 7.24 | 7.94 | LK | 2" X 1 1/4" RE BUSHING | CROUSE HINDS |  |  |  | BUSHING, RE - | P | 20.1 | 24.12 | 17.48 | 14.86 | 14.07 | 21.65 | EA | CRSR152 | PT099
CRSR156 | 10.93 | 10.6653 | LK | 2" X 1 1/2" RE BUSHING | CROUSE HINDS |  |  | CRH RE65 | BUSHING, RE - | P | 20.1 | 24.12 | 17.48 | 14.86 | 23.38 | 24.64 | EA | CRSR156 | BAK0650
CRSR156 | 10.93 | 10.6653 | LK | 2" X 1 1/2" RE BUSHING | CROUSE HINDS |  |  | CRH RE65 | BUSHING, RE - | P | 20.1 | 24.12 | 17.48 | 14.86 | 23.38 | 24.64 | EA | CRSR156 | CR276
CRSR160 | 0 | 0 | LK | 2 1/2 X 1 1/4 RE BUSHING | CROUSE HINDS |  |  |  | BUSHING, RE - | P | 29.27 | 35.12 | 25.45 | 21.63 | 0 | 31.03 | EA | CRSR160 | BAK0740
CRSR160 | 0 | 0 | LK | 2 1/2 X 1 1/4 RE BUSHING | CROUSE HINDS |  |  |  | BUSHING, RE - | P | 29.27 | 35.12 | 25.45 | 21.63 | 0 | 31.03 | EA | CRSR160 | CR278
CRSR164 | 0 | 16.03 | LK | 2 1/2 X 1 1/2 RE BUSHING | CROUSE HINDS |  |  |  | BUSHING, RE - | P | 27.61 | 33.13 | 24.01 | 20.41 | 31.16 | 29.27 | EA | CRSR164 | BAK0750
CRSR164 | 0 | 16.03 | LK | 2 1/2 X 1 1/2 RE BUSHING | CROUSE HINDS |  |  |  | BUSHING, RE - | P | 27.61 | 33.13 | 24.01 | 20.41 | 31.16 | 29.27 | EA | CRSR164 | CR280
CRSR168 | 13.05 | 13.4733 | LK | 2 1/2" X 2" RE BUSHING | CROUSE HINDS |  |  | CRH RE76 | BUSHING, RE - | P | 27.61 | 33.13 | 24.01 | 20.41 | 30.94 | 29.27 | EA | CRSR168 | BAK0760
CRSR168 | 13.05 | 13.4733 | LK | 2 1/2" X 2" RE BUSHING | CROUSE HINDS |  |  | CRH RE76 | BUSHING, RE - | P | 27.61 | 33.13 | 24.01 | 20.41 | 30.94 | 29.27 | EA | CRSR168 | CR282
CRSR124 | 3.88 | 3.8356 | LK | 1 1/4" X 1" RE BUSHING | CROUSE HINDS |  |  | CRH RE43 | BUSHING, RE - | P | 6.74 | 8.09 | 5.86 | 4.98 | 7.45 | 7.45 | EA | CRSR124 | BAK0430
CRSR124 | 3.88 | 3.8356 | LK | 1 1/4" X 1" RE BUSHING | CROUSE HINDS |  |  | CRH RE43 | BUSHING, RE - | P | 6.74 | 8.09 | 5.86 | 4.98 | 7.45 | 7.45 | EA | CRSR124 | CR260
CRSR128 | 4.86 | 3.8596 | LK | 1 1/2" X 1/2" RE BUSHING | CROUSE HINDS |  |  |  | BUSHING, RE - | P | 11.65 | 13.98 | 10.13 | 8.61 | 9.45 | 12.35 | EA | CRSR128 | BAK0510
CRSR128 | 4.86 | 3.8596 | LK | 1 1/2" X 1/2" RE BUSHING | CROUSE HINDS |  |  |  | BUSHING, RE - | P | 11.65 | 13.98 | 10.13 | 8.61 | 9.45 | 12.35 | EA | CRSR128 | CR262
CRSR132 | 4.86 | 3.891 | LK | 1 1/2" X 3/4" RE BUSHING | CROUSE HINDS |  |  |  | BUSHING, RE - | P | 11.65 | 13.98 | 10.13 | 8.61 | 9.45 | 12.35 | EA | CRSR132 | BAK0520
CRSR132 | 4.86 | 3.891 | LK | 1 1/2" X 3/4" RE BUSHING | CROUSE HINDS |  |  |  | BUSHING, RE - | P | 11.65 | 13.98 | 10.13 | 8.61 | 9.45 | 12.35 | EA | CRSR132 | CR264
CRSR136 | 4.86 | 5.0998 | LK | 1 1/2" X 1" RE BUSHING | CROUSE HINDS |  |  | CRH RE53 (10/box) | BUSHING, RE - | P | 11.65 | 13.98 | 10.13 | 8.61 | 9.45 | 12.35 | EA | CRSR136 | BAK0530
CRSR136 | 4.86 | 5.0998 | LK | 1 1/2" X 1" RE BUSHING | CROUSE HINDS |  |  | CRH RE53 (10/box) | BUSHING, RE - | P | 11.65 | 13.98 | 10.13 | 8.61 | 9.45 | 12.35 | EA | CRSR136 | CR266
CRSR140 | 4.86 | 5.0712 | LK | 1 1/2 X 1 1/4 RE BUSHING | CROUSE HINDS |  |  | CRH RE54 (10/box) | BUSHING, RE - | P | 11.65 | 13.98 | 10.13 | 8.61 | 9.45 | 12.35 | EA | CRSR140 | BAK0540
CRSR140 | 4.86 | 5.0712 | LK | 1 1/2 X 1 1/4 RE BUSHING | CROUSE HINDS |  |  | CRH RE54 (10/box) | BUSHING, RE - | P | 11.65 | 13.98 | 10.13 | 8.61 | 9.45 | 12.35 | EA | CRSR140 | CR268
CRSR144 | 0 | 11.26 | LK | 2" X 3/4" RE BUSHING | CROUSE HINDS |  |  |  | BUSHING, RE - | P | 20.1 | 24.12 | 17.48 | 14.86 | 56.38 | 21.65 | EA | CRSR144 | BAK0620
CRSR144 | 0 | 11.26 | LK | 2" X 3/4" RE BUSHING | CROUSE HINDS |  |  |  | BUSHING, RE - | P | 20.1 | 24.12 | 17.48 | 14.86 | 56.38 | 21.65 | EA | CRSR144 | CR270
CRO242 | 0 | 0 | LK | 10 FT TREATED CROSSARM |  |  |  |  | CROSSARMS (TREATED) | P | 45.83 | 55 | 39.85 | 31.88 | 0 | 90.45 | EA | CRO242 | CR242
CRO250 | 1.17 | 1.1866 | LK | 8 FT FIBERGLASS DEADEND | CROSSARM |  |  |  | CROSSARMS (TREATED) | P | 352.5 | 423 | 305.5 | 0 | 2.75 | 2.75 | EA | CRO250 | XAB229
CRO250 | 1.17 | 1.1866 | LK | 8 FT FIBERGLASS DEADEND | CROSSARM |  |  |  | CROSSARMS (TREATED) | P | 352.5 | 423 | 305.5 | 0 | 2.75 | 2.75 | EA | CRO250 | XDU002
CRSR108 | 1.82 | 1.6217 | LK | 1" X 1/2"RE BUSHING | CROUSE HINDS |  |  | CRH RE31 (25/box) | BUSHING, RE - | P | 4.01 | 4.82 | 3.49 | 2.97 | 4.21 | 4.25 | EA | CRSR108 | BAK0310
CRSR108 | 1.82 | 1.6217 | LK | 1" X 1/2"RE BUSHING | CROUSE HINDS |  |  | CRH RE31 (25/box) | BUSHING, RE - | P | 4.01 | 4.82 | 3.49 | 2.97 | 4.21 | 4.25 | EA | CRSR108 | CR252
CRSR112 | 1.82 | 1.8045 | LK | 1" X 3/4" RE BUSHING | CROUSE HINDS |  |  | CRH RE32 (25/box) | BUSHING, RE - | P | 4.01 | 4.82 | 3.49 | 2.97 | 4.21 | 4.25 | EA | CRSR112 | BAK0320
CRSR112 | 1.82 | 1.8045 | LK | 1" X 3/4" RE BUSHING | CROUSE HINDS |  |  | CRH RE32 (25/box) | BUSHING, RE - | P | 4.01 | 4.82 | 3.49 | 2.97 | 4.21 | 4.25 | EA | CRSR112 | CR254
CRSR116 | 0 | 0 | LK | 1 1/4" X 1/2" RE BUSHING | CROUSE HINDS |  |  |  | BUSHING, RE - | P | 6.74 | 8.09 | 5.86 | 4.98 | 0 | 7.14 | EA | CRSR116 | BAK0410
CRSR116 | 0 | 0 | LK | 1 1/4" X 1/2" RE BUSHING | CROUSE HINDS |  |  |  | BUSHING, RE - | P | 6.74 | 8.09 | 5.86 | 4.98 | 0 | 7.14 | EA | CRSR116 | CR256
CRSR120 | 3.88 | 3.9619 | LK | 1 1/4" X 3/4" RE BUSHING | CROUSE HINDS |  |  | CRH RE42 | BUSHING, RE - | P | 6.74 | 8.09 | 5.86 | 4.98 | 7.54 | 7.54 | EA | CRSR120 | BAK0420
CRSR120 | 3.88 | 3.9619 | LK | 1 1/4" X 3/4" RE BUSHING | CROUSE HINDS |  |  | CRH RE42 | BUSHING, RE - | P | 6.74 | 8.09 | 5.86 | 4.98 | 7.54 | 7.54 | EA | CRSR120 | CR258
CRSR120 | 3.88 | 3.9619 | LK | 1 1/4" X 3/4" RE BUSHING | CROUSE HINDS |  |  | CRH RE42 | BUSHING, RE - | P | 6.74 | 8.09 | 5.86 | 4.98 | 7.54 | 7.54 | EA | CRSR120 | PT189
COP914 | 96 | 80.3913 | LK | 2 1/2" PVC PLASTIC COUPLING |  |  |  | EPVC CPLG-2-1/2IN-PVC | COUPLINGS, PVC PLASTIC | P | 420.35 | 504.42 | 262.72 | 237 | 262.35 | 436.83 | C | COP914 | BAD0705
COP914 | 96 | 80.3913 | LK | 2 1/2" PVC PLASTIC COUPLING |  |  |  | EPVC CPLG-2-1/2IN-PVC | COUPLINGS, PVC PLASTIC | P | 420.35 | 504.42 | 262.72 | 237 | 262.35 | 436.83 | C | COP914 | CO914
COP916 | 351 | 125 | LK | 3" PVC PLASTIC COUPLING |  |  |  | EPVC CPLG-3IN-PVC | COUPLINGS, PVC PLASTIC | P | 679.87 | 815.84 | 424.92 | 382 | 324.15 | 706.52 | C | COP916 | BAD0805
COP916 | 351 | 125 | LK | 3" PVC PLASTIC COUPLING |  |  |  | EPVC CPLG-3IN-PVC | COUPLINGS, PVC PLASTIC | P | 679.87 | 815.84 | 424.92 | 382 | 324.15 | 706.52 | C | COP916 | CO916
COP918 | 550.72 | 200.1158 | LK | 4" PVC PLASTIC COUPLING |  |  |  | EPVC CPLG-4IN-PVC | COUPLINGS, PVC PLASTIC | P | 949.04 | 1138.85 | 593.15 | 534 | 1070.6 | 1070.6 | C | COP918 | BAD1004
COP918 | 550.72 | 200.1158 | LK | 4" PVC PLASTIC COUPLING |  |  |  | EPVC CPLG-4IN-PVC | COUPLINGS, PVC PLASTIC | P | 949.04 | 1138.85 | 593.15 | 534 | 1070.6 | 1070.6 | C | COP918 | CO918
COI930 | 0 | 0 | LK | SERVIT INSULATOR COVER 6-2AWG |  |  |  | BURNDY SC2 | BURNDY COVER | P | 322 | 386.4 | 280 | 224 | 0 | 341.32 | C | COI930 | BURNDY SC-2
COI930 | 0 | 0 | LK | SERVIT INSULATOR COVER 6-2AWG |  |  |  | BURNDY SC2 | BURNDY COVER | P | 322 | 386.4 | 280 | 224 | 0 | 341.32 | C | COI930 | CO930
COI930 | 0 | 0 | LK | SERVIT INSULATOR COVER 6-2AWG |  |  |  | BURNDY SC2 | BURNDY COVER | P | 322 | 386.4 | 280 | 224 | 0 | 341.32 | C | COI930 | HUG A BUG
COI930 | 0 | 0 | LK | SERVIT INSULATOR COVER 6-2AWG |  |  |  | BURNDY SC2 | BURNDY COVER | P | 322 | 386.4 | 280 | 224 | 0 | 341.32 | C | COI930 | HUG-A-BUG
COI930 | 0 | 0 | LK | SERVIT INSULATOR COVER 6-2AWG |  |  |  | BURNDY SC2 | BURNDY COVER | P | 322 | 386.4 | 280 | 224 | 0 | 341.32 | C | COI930 | HUGABUG
CRO240 | 0 | 0 | LK | 8 FT TREATED CROSSARM |  |  |  |  | CROSSARMS (TREATED) | P | 38.5 | 46.2 | 33.48 | 26.78 | 0 | 76.93 | EA | CRO240 | CR240
COP902 | 10 | 9.8841 | LK | 1/2" PVC PLASTIC COUPLING |  |  |  | EPVC CPLG-1/2IN-PVC | COUPLINGS, PVC PLASTIC | P | 54.93 | 65.92 | 34.33 | 31 | 19.44 | 57.1 | C | COP902 | BAD0105
COP902 | 10 | 9.8841 | LK | 1/2" PVC PLASTIC COUPLING |  |  |  | EPVC CPLG-1/2IN-PVC | COUPLINGS, PVC PLASTIC | P | 54.93 | 65.92 | 34.33 | 31 | 19.44 | 57.1 | C | COP902 | CO902
COP904 | 12 | 12.2857 | LK | 3/4" PVC PLASTIC COUPLING |  |  |  | EPVC CPLG-3/4IN-PVC | COUPLINGS, PVC PLASTIC | P | 63.33 | 76 | 39.58 | 36 | 23.33 | 65.8 | C | COP904 | BAD0205
COP904 | 12 | 12.2857 | LK | 3/4" PVC PLASTIC COUPLING |  |  |  | EPVC CPLG-3/4IN-PVC | COUPLINGS, PVC PLASTIC | P | 63.33 | 76 | 39.58 | 36 | 23.33 | 65.8 | C | COP904 | CO904
COP904 | 12 | 12.2857 | LK | 3/4" PVC PLASTIC COUPLING |  |  |  | EPVC CPLG-3/4IN-PVC | COUPLINGS, PVC PLASTIC | P | 63.33 | 76 | 39.58 | 36 | 23.33 | 65.8 | C | COP904 | PT176
COP906 | 49.87 | 38.6232 | LK | 1" PVC PLASTIC COUPLING |  |  |  | CAR E940F | COUPLINGS, PVC PLASTIC | P | 96.13 | 115.36 | 60.08 | 54 | 96.95 | 99.89 | C | COP906 | BAD0305
COP906 | 49.87 | 38.6232 | LK | 1" PVC PLASTIC COUPLING |  |  |  | CAR E940F | COUPLINGS, PVC PLASTIC | P | 96.13 | 115.36 | 60.08 | 54 | 96.95 | 99.89 | C | COP906 | CO906
COP908 | 66.5 | 30.1667 | LK | 1 1/4" PVC PLASTIC COUPLING |  |  |  | CAR E940G | COUPLINGS, PVC PLASTIC | P | 144.67 | 173.6 | 90.42 | 81 | 129.28 | 150.33 | C | COP908 | BAD0405
COP908 | 66.5 | 30.1667 | LK | 1 1/4" PVC PLASTIC COUPLING |  |  |  | CAR E940G | COUPLINGS, PVC PLASTIC | P | 144.67 | 173.6 | 90.42 | 81 | 129.28 | 150.33 | C | COP908 | CO908
COP910 | 27.44 | 35 | LK | 1 1/2" PVC PLASTIC COUPLING |  |  |  | EPVC CPLG-1-1/2IN-PVC | COUPLINGS, PVC PLASTIC | P | 179.1 | 214.92 | 111.94 | 101 | 86.62 | 186.11 | C | COP910 | BAD0505
COP910 | 27.44 | 35 | LK | 1 1/2" PVC PLASTIC COUPLING |  |  |  | EPVC CPLG-1-1/2IN-PVC | COUPLINGS, PVC PLASTIC | P | 179.1 | 214.92 | 111.94 | 101 | 86.62 | 186.11 | C | COP910 | CO910
COP912 | 46.25 | 44.1268 | LK | 2" PVC PLASTIC COUPLING |  |  |  | EPVC CPLG-2IN-PVC | COUPLINGS, PVC PLASTIC | P | 232.67 | 279.2 | 145.42 | 131 | 234.84 | 241.79 | C | COP912 | BAD0605
COP912 | 46.25 | 44.1268 | LK | 2" PVC PLASTIC COUPLING |  |  |  | EPVC CPLG-2IN-PVC | COUPLINGS, PVC PLASTIC | P | 232.67 | 279.2 | 145.42 | 131 | 234.84 | 241.79 | C | COP912 | CO912
COB886 | 0 | 579.81 | LK | 1 1/4" PVC COATED COUPLING | (COLLARS) |  |  | PRCPLG-1-1/4 | COUPLINGS, PVC COATED-COLLARS | P | 1158.87 | 1390.64 | 1007.71 | 907 | 0 | 1158.87 | C | COB886 | BAL0410
COB886 | 0 | 579.81 | LK | 1 1/4" PVC COATED COUPLING | (COLLARS) |  |  | PRCPLG-1-1/4 | COUPLINGS, PVC COATED-COLLARS | P | 1158.87 | 1390.64 | 1007.71 | 907 | 0 | 1158.87 | C | COB886 | CO886
COB888 | 0 | 384.64 | LK | 1 1/2" PVC COATED COUPLING | (COLLARS) |  |  | PRCPLG-1-1/2 | COUPLINGS, PVC COATED-COLLARS | P | 1379.47 | 1655.36 | 1199.54 | 1080 | 0 | 1379.47 | C | COB888 | BAL0510
COB888 | 0 | 384.64 | LK | 1 1/2" PVC COATED COUPLING | (COLLARS) |  |  | PRCPLG-1-1/2 | COUPLINGS, PVC COATED-COLLARS | P | 1379.47 | 1655.36 | 1199.54 | 1080 | 0 | 1379.47 | C | COB888 | CO888
COB890 | 1321 | 1321 | LK | 2" PVC COATED COUPLING | (COLLARS) |  |  | PRCPLG-2 | COUPLINGS, PVC COATED-COLLARS | P | 2017.58 | 2421.1 | 1754.42 | 1579 | 2568.02 | 2017.58 | C | COB890 | BAL0610
COB890 | 1321 | 1321 | LK | 2" PVC COATED COUPLING | (COLLARS) |  |  | PRCPLG-2 | COUPLINGS, PVC COATED-COLLARS | P | 2017.58 | 2421.1 | 1754.42 | 1579 | 2568.02 | 2017.58 | C | COB890 | CO890
COB892 | 0 | 757.61 | LK | 2 1/2" PVC COATED COUPLING | (COLLARS) |  |  | PRCPLG-2-1/2 | COUPLINGS, PVC COATED-COLLARS | P | 4995.14 | 5994.17 | 4343.6 | 3909 | 0 | 4995.14 | C | COB892 | BAL0710
COB892 | 0 | 757.61 | LK | 2 1/2" PVC COATED COUPLING | (COLLARS) |  |  | PRCPLG-2-1/2 | COUPLINGS, PVC COATED-COLLARS | P | 4995.14 | 5994.17 | 4343.6 | 3909 | 0 | 4995.14 | C | COB892 | CO892
COB894 | 0 | 3725 | LK | 3" PVC COATED COUPLING | (COLLARS) |  |  | PRCPLG-3 | COUPLINGS, PVC COATED-COLLARS | P | 6067.03 | 7280.44 | 5275.68 | 4748 | 0 | 6067.03 | C | COB894 | BAL0810
COB894 | 0 | 3725 | LK | 3" PVC COATED COUPLING | (COLLARS) |  |  | PRCPLG-3 | COUPLINGS, PVC COATED-COLLARS | P | 6067.03 | 7280.44 | 5275.68 | 4748 | 0 | 6067.03 | C | COB894 | CO894
COB896 | 0 | 1380.31 | LK | 4" PVC COATED COUPLING | (COLLARS) |  |  | PRCPLG-4 | COUPLINGS, PVC COATED-COLLARS | P | 9100.08 | 10920.1 | 7913.11 | 7122 | 0 | 9100 | C | COB896 | BAL1010
COB896 | 0 | 1380.31 | LK | 4" PVC COATED COUPLING | (COLLARS) |  |  | PRCPLG-4 | COUPLINGS, PVC COATED-COLLARS | P | 9100.08 | 10920.1 | 7913.11 | 7122 | 0 | 9100 | C | COB896 | CO896
COL870 | 0 | 0 | LK | #L090 ONE HALF LOVEJOY | FLEX COUPLING BODY |  |  |  | LOVEJOY FLEXIBLE COUPLING | P | 18.21 | 21.85 | 15.83 | 14.25 | 0 | 19.12 | EA | COL870 | CO870
COL872 | 0 | 0 | LK | #L095 ONE HALF LOVEJOY | FLEX COUPLING BODY |  |  |  | LOVEJOY FLEXIBLE COUPLING | P | 31.63 | 37.96 | 27.5 | 24.75 | 0 | 33.21 | EA | COL872 | CO872
COL874 | 0 | 32.22 | LK | #L100 ONE HALF LOVEJOY | FLEX COUPLING BODY |  |  |  | LOVEJOY FLEXIBLE COUPLING | P | 59.42 | 71.3 | 51.67 | 46.5 | 62.64 | 61.48 | EA | COL874 | CO874
COB880 | 0 | 110.71 | LK | 1/2" PVC COATED COUPLING | (COLLARS) |  |  | PRCPLG-AL-1/2 1/2 | COUPLINGS, PVC COATED-COLLARS | P | 731.22 | 877.46 | 635.84 | 572 | 0 | 731.22 | C | COB880 | BAL0110
COB880 | 0 | 110.71 | LK | 1/2" PVC COATED COUPLING | (COLLARS) |  |  | PRCPLG-AL-1/2 1/2 | COUPLINGS, PVC COATED-COLLARS | P | 731.22 | 877.46 | 635.84 | 572 | 0 | 731.22 | C | COB880 | CO880
COB882 | 210.07 | 210.07 | LK | 3/4" PVC COATED COUPLING | (COLLARS) |  |  | PRCPLG-AL-3 / 4 | COUPLINGS, PVC COATED-COLLARS | P | 766.54 | 919.85 | 666.56 | 600 | 408.38 | 766.54 | C | COB882 | BAL0210
COB882 | 210.07 | 210.07 | LK | 3/4" PVC COATED COUPLING | (COLLARS) |  |  | PRCPLG-AL-3 / 4 | COUPLINGS, PVC COATED-COLLARS | P | 766.54 | 919.85 | 666.56 | 600 | 408.38 | 766.54 | C | COB882 | CO882
COB884 | 651 | 651 | LK | 1" PVC COATED COUPLING | (COLLARS) |  |  | PRCPLG-1 | COUPLINGS, PVC COATED-COLLARS | P | 994.95 | 1193.94 | 865.17 | 779 | 1265.54 | 994.95 | C | COB884 | BAL0310
COB884 | 651 | 651 | LK | 1" PVC COATED COUPLING | (COLLARS) |  |  | PRCPLG-1 | COUPLINGS, PVC COATED-COLLARS | P | 994.95 | 1193.94 | 865.17 | 779 | 1265.54 | 994.95 | C | COB884 | CO884
COE850 | 595.92 | 408.7143 | LK | 2" EMT COMPRESSION COUPLING |  |  |  | ARLI 835RT | COUPLINGS, EMT COMPR | P | 5974.18 | 7169.02 | 3733.86 | 2240 | 803 | 6208.48 | C | COE850 | BAC0607
COE850 | 595.92 | 408.7143 | LK | 2" EMT COMPRESSION COUPLING |  |  |  | ARLI 835RT | COUPLINGS, EMT COMPR | P | 5974.18 | 7169.02 | 3733.86 | 2240 | 803 | 6208.48 | C | COE850 | CO850
COE856 | 17 | 23.25 | LK | 1/2" EMT SET SCREW COUPLING |  |  |  | THM TK121A (50/box) | COUPLINGS, EMT (SET SCREW) | P | 65.2 | 78.24 | 52.16 | 31 | 33.05 | 69.11 | C | COE856 | BAC0104
COE856 | 17 | 23.25 | LK | 1/2" EMT SET SCREW COUPLING |  |  |  | THM TK121A (50/box) | COUPLINGS, EMT (SET SCREW) | P | 65.2 | 78.24 | 52.16 | 31 | 33.05 | 69.11 | C | COE856 | CO856
COE858 | 25 | 35.8846 | LK | 3/4" EMT SET SCREW COUPLING |  |  |  | THM TK122A | COUPLINGS, EMT (SET SCREW) | P | 107.87 | 129.44 | 86.3 | 52 | 48.6 | 114.34 | C | COE858 | BAC0204
COE858 | 25 | 35.8846 | LK | 3/4" EMT SET SCREW COUPLING |  |  |  | THM TK122A | COUPLINGS, EMT (SET SCREW) | P | 107.87 | 129.44 | 86.3 | 52 | 48.6 | 114.34 | C | COE858 | CO858
COE860 | 40 | 47.0909 | LK | 1" EMT SET SCREW COUPLING |  |  |  | THM TK-223SC | COUPLINGS, EMT (SET SCREW) | P | 175.75 | 210.9 | 140.6 | 84 | 77.76 | 186.3 | C | COE860 | BAC0304
COE860 | 40 | 47.0909 | LK | 1" EMT SET SCREW COUPLING |  |  |  | THM TK-223SC | COUPLINGS, EMT (SET SCREW) | P | 175.75 | 210.9 | 140.6 | 84 | 77.76 | 186.3 | C | COE860 | CO860
COE862 | 125.4 | 117 | LK | 1 1/4" EMT SET SCREW COUPLING |  |  |  | THM TK-224SC | COUPLINGS, EMT (SET SCREW) | P | 900.69 | 1080.83 | 720.55 | 432 | 243.78 | 936.02 | C | COE862 | BAC0404
COE862 | 125.4 | 117 | LK | 1 1/4" EMT SET SCREW COUPLING |  |  |  | THM TK-224SC | COUPLINGS, EMT (SET SCREW) | P | 900.69 | 1080.83 | 720.55 | 432 | 243.78 | 936.02 | C | COE862 | CO862
COR836 | 0 | 1637.5 | LK | 4" CONDUIT COUPLING | RIGID |  |  | PIC 4IN-GALV-CPLG | COUPLINGS, CONDUIT (COLLARS) | P | 3231.5 | 3877.8 | 2810 | 2810 | 2945 | 3425.39 | C | COR836 | BAA1010
COR836 | 0 | 1637.5 | LK | 4" CONDUIT COUPLING | RIGID |  |  | PIC 4IN-GALV-CPLG | COUPLINGS, CONDUIT (COLLARS) | P | 3231.5 | 3877.8 | 2810 | 2810 | 2945 | 3425.39 | C | COR836 | CO836
COE840 | 80 | 71.6009 | LK | 1/2" EMT COMPRESSION COUPLING |  |  |  | ARLI 830RT (50/box) | COUPLINGS, EMT COMPR | P | 641.83 | 770.2 | 513.46 | 308 | 210.6 | 667.01 | C | COE840 | BAC0107
COE840 | 80 | 71.6009 | LK | 1/2" EMT COMPRESSION COUPLING |  |  |  | ARLI 830RT (50/box) | COUPLINGS, EMT COMPR | P | 641.83 | 770.2 | 513.46 | 308 | 210.6 | 667.01 | C | COE840 | CO840
COE842 | 111 | 120.1905 | LK | 3/4" EMT COMPRESSION COUPLING |  |  |  | ARLI 831RT | COUPLINGS, EMT COMPR | P | 878.96 | 1054.75 | 703.17 | 422 | 221.4 | 913.41 | C | COE842 | BAC0207
COE842 | 111 | 120.1905 | LK | 3/4" EMT COMPRESSION COUPLING |  |  |  | ARLI 831RT | COUPLINGS, EMT COMPR | P | 878.96 | 1054.75 | 703.17 | 422 | 221.4 | 913.41 | C | COE842 | CO842
COE844 | 172 | 171.8125 | LK | 1" EMT COMPRESSION COUPLING R |  |  |  | ARLI 832RT | COUPLINGS, EMT COMPRESSION | P | 1283.96 | 1540.75 | 1027.17 | 616 | 334.37 | 1361 | C | COE844 | BAC0307
COE844 | 172 | 171.8125 | LK | 1" EMT COMPRESSION COUPLING R |  |  |  | ARLI 832RT | COUPLINGS, EMT COMPRESSION | P | 1283.96 | 1540.75 | 1027.17 | 616 | 334.37 | 1361 | C | COE844 | CO844
COE844 | 172 | 171.8125 | LK | 1" EMT COMPRESSION COUPLING R |  |  |  | ARLI 832RT | COUPLINGS, EMT COMPRESSION | P | 1283.96 | 1540.75 | 1027.17 | 616 | 334.37 | 1361 | C | COE844 | XEC059
COE846 | 130 | 307.16 | LK | 1 1/4" EMT COMPRESSION | COUPLING |  |  | ARLI | COUPLINGS, EMT COMPR | P | 2930.71 | 3516.85 | 2344.57 | 1407 | 564 | 3045.65 | C | COE846 | BAC0407
COE846 | 130 | 307.16 | LK | 1 1/4" EMT COMPRESSION | COUPLING |  |  | ARLI | COUPLINGS, EMT COMPR | P | 2930.71 | 3516.85 | 2344.57 | 1407 | 564 | 3045.65 | C | COE846 | CO846
COE848 | 180 | 448 | LK | 1 1/2" EMT COMPRESSION | COUPLING |  |  | ARLI 834RT | COUPLINGS, EMT COMPR | P | 4591.82 | 5510.18 | 2869.89 | 1722 | 349.92 | 4771.87 | C | COE848 | BAC0507
COE848 | 180 | 448 | LK | 1 1/2" EMT COMPRESSION | COUPLING |  |  | ARLI 834RT | COUPLINGS, EMT COMPR | P | 4591.82 | 5510.18 | 2869.89 | 1722 | 349.92 | 4771.87 | C | COE848 | CO848
COR824 | 176 | 167.8804 | LK | 1"CONDUIT COUPLING | RIGID |  |  | PIC 1IN-GALV-COUPLING | COUPLINGS, CONDUIT (COLLARS) | P | 347.3 | 416.76 | 302 | 272 | 270 | 368.14 | C | COR824 | BAA0310
COR824 | 176 | 167.8804 | LK | 1"CONDUIT COUPLING | RIGID |  |  | PIC 1IN-GALV-COUPLING | COUPLINGS, CONDUIT (COLLARS) | P | 347.3 | 416.76 | 302 | 272 | 270 | 368.14 | C | COR824 | CO824
COR826 | 221 | 228.619 | LK | 1 1/4" CONDUIT COUPLING | (COLLARS) RIGID |  |  | PIC 1-1/4-GALV COUPLING | COUPLINGS, CONDUIT (COLLARS) | P | 434.7 | 521.64 | 378 | 378 | 429.62 | 460.78 | C | COR826 | BAA0410
COR826 | 221 | 228.619 | LK | 1 1/4" CONDUIT COUPLING | (COLLARS) RIGID |  |  | PIC 1-1/4-GALV COUPLING | COUPLINGS, CONDUIT (COLLARS) | P | 434.7 | 521.64 | 378 | 378 | 429.62 | 460.78 | C | COR826 | CO826
COR828 | 287 | 284.854 | LK | 1 1/2" CONDUIT COUPLING | (COLLARS) RIGID |  |  | PIC 1-1/2IN-GALV COUPLING | COUPLINGS, CONDUIT (COLLARS) | P | 565.8 | 678.96 | 492 | 492 | 557.93 | 599.75 | C | COR828 | BAA0510
COR828 | 287 | 284.854 | LK | 1 1/2" CONDUIT COUPLING | (COLLARS) RIGID |  |  | PIC 1-1/2IN-GALV COUPLING | COUPLINGS, CONDUIT (COLLARS) | P | 565.8 | 678.96 | 492 | 492 | 557.93 | 599.75 | C | COR828 | CO828
COR830 | 368 | 415.4359 | LK | 2" CONDUIT COUPLING | RIGID |  |  | PIC 2IN-GALV COUPLING | COUPLINGS, CONDUIT (COLLARS) | P | 725.65 | 870.78 | 631 | 631 | 675 | 769.19 | C | COR830 | BAA0610
COR830 | 368 | 415.4359 | LK | 2" CONDUIT COUPLING | RIGID |  |  | PIC 2IN-GALV COUPLING | COUPLINGS, CONDUIT (COLLARS) | P | 725.65 | 870.78 | 631 | 631 | 675 | 769.19 | C | COR830 | CO830
COR832 | 0 | 722.5 | LK | 2 1/2" CONDUIT COUPLING | (COLLARS) RIGID |  |  | PIC 2-1/2IN-GAL COUPLING | COUPLINGS, CONDUIT (COLLARS) | P | 1799.75 | 2159.7 | 1565 | 1565 | 1285 | 1907.74 | C | COR832 | BAA0710
COR832 | 0 | 722.5 | LK | 2 1/2" CONDUIT COUPLING | (COLLARS) RIGID |  |  | PIC 2-1/2IN-GAL COUPLING | COUPLINGS, CONDUIT (COLLARS) | P | 1799.75 | 2159.7 | 1565 | 1565 | 1285 | 1907.74 | C | COR832 | CO832
COR834 | 0 | 1180.5 | LK | 3" CONDUIT COUPLING | RIGID |  |  | PIC 3IN-GALV COUPLING | COUPLINGS, CONDUIT (COLLARS) | P | 2329.9 | 2795.88 | 2026 | 2026 | 2091 | 2469.69 | C | COR834 | BAA0810
COR834 | 0 | 1180.5 | LK | 3" CONDUIT COUPLING | RIGID |  |  | PIC 3IN-GALV COUPLING | COUPLINGS, CONDUIT (COLLARS) | P | 2329.9 | 2795.88 | 2026 | 2026 | 2091 | 2469.69 | C | COR834 | CO834
COR820 | 97 | 98.3483 | LK | 1/2" CONDUIT COUPLING | (COLLARS) RIGID |  |  | PIC 1/2IN-GAL COUPLING | COUPLINGS, CONDUIT (COLLARS) | P | 190.9 | 229.08 | 166 | 149 | 232.2 | 227.9 | C | COR820 | BAA0110
COR820 | 97 | 98.3483 | LK | 1/2" CONDUIT COUPLING | (COLLARS) RIGID |  |  | PIC 1/2IN-GAL COUPLING | COUPLINGS, CONDUIT (COLLARS) | P | 190.9 | 229.08 | 166 | 149 | 232.2 | 227.9 | C | COR820 | CO820
COR822 | 119 | 110.25 | LK | 3/4" CONDUIT COUPLING | (COLLARS) RIGID |  |  | PIC 3/4 IN-GAL COUPLING | COUPLINGS, CONDUIT (COLLARS) | P | 234.6 | 281.52 | 204 | 184 | 248.4 | 243.8 | C | COR822 | BAA0210
COR822 | 119 | 110.25 | LK | 3/4" CONDUIT COUPLING | (COLLARS) RIGID |  |  | PIC 3/4 IN-GAL COUPLING | COUPLINGS, CONDUIT (COLLARS) | P | 234.6 | 281.52 | 204 | 184 | 248.4 | 243.8 | C | COR822 | CO822
PLCI500 | 0 | 0 | LK | 10 I/O ALL-IN-ONE MICROSMART | PLC #FC4A-C10R2, IDEC MICROSM |  |  |  | IDEC MICROSMART PROGRAMMABLE CONTROL | P | 210.84 | 253.01 | 191.67 | 172.5 | 0 | 223.49 | EA | PLCI500 | CO795
PLCI502 | 0 | 0 | LK | 16 I/O ALL-IN-ONE MICROSMART | PLC #FC4A-C16R2, IDEC MICROSM |  |  |  | IDEC MICROSMART PROGRAMMABLE CONTROL | P | 284.16 | 340.99 | 258.33 | 232.5 | 0 | 301.21 | EA | PLCI502 | CO796
PLCI504 | 0 | 0 | LK | 24 I/O ALL-IN-ONE MICROSMART | PLC #FC4A-C24R2, IDEC MICROSM |  |  |  | IDEC MICROSMART PROGRAMMABLE CONTROL | P | 375.84 | 451.01 | 341.67 | 307.5 | 0 | 398.39 | EA | PLCI504 | CO798
PLCI508 | 0 | 0 | LK | IDEC 60W PWR SUPPLY | #PS5R-SD, IDEC MICROSMART PRO |  |  |  | IDEC MICROSMART PROGRAMMABLE CONTROL | P | 123.6 | 148.32 | 112.36 | 101.12 | 0 | 131.02 | EA | PLCI508 | CO801
CONQ782 | 106.18 | 245.46 | LK | 8502SCO2 SQ.D CONTACTOR SIZE 1 |  |  |  |  | CONTACTORS SQ. D | P | 383.15 | 459.78 | 334.65 | 267.72 | 750.6 | 402.31 | EA | CONQ782 | CO782
CONQ784 | 0 | 0 | LK | 8502SDO2 SQ.D CONTACTOR SIZE 2 |  |  |  |  | CONTACTORS SQ. D | P | 696.78 | 836.14 | 608.58 | 486.86 | 0 | 731.62 | EA | CONQ784 | CO784
CONQ786 | 0 | 0 | LK | 8502SEO2 SQ.D CONTACTOR SIZE 3 |  |  |  |  | CONTACTORS SQ. D | P | 1125.75 | 1350.9 | 983.25 | 786.6 | 0 | 1182.04 | EA | CONQ786 | CO786
CONQ788 | 0 | 0 | LK | 8502SFO2 SQ.D CONTACTOR SIZE 4 |  |  |  |  | CONTACTORS SQ. D | P | 2701.01 | 3241.21 | 2359.11 | 1887.29 | 0 | 2836.06 | EA | CONQ788 | CO788
CONQ790 | 0 | 0 | LK | 8502WFO3V02 SQD VACUUM | CONTACTOR SIZE 4 |  |  |  | CONTACTORS, VACUUM - SQUARE D | P | 2696.2 | 3235.44 | 2299.7 | 1839.76 | 0 | 2831.01 | EA | CONQ790 | CO790
CONG774 | 0 | 0 | LK | CR305E G.E. CONTACTOR | SIZE 3, NEW STYLE |  |  |  | CONTACTORS G.E. | P | 1336.53 | 1603.84 | 1162.2 | 1104.09 | 0 | 1375.83 | EA | CONG774 | CO774
CONG776 | 0 | 0 | LK | CR305F G.E. CONTACTOR | SIZE 4, NEW STYLE |  |  |  | CONTACTORS G.E. | P | 3207.67 | 3849.2 | 2789.28 | 2649.82 | 0 | 3301.98 | EA | CONG776 | CO776
CONS777 | 0 | 0 | LK | 40DP32 SIEMANS CONTACTOR | SIZE 1 |  |  |  | CONTACTORS SIEMANS | P | 576.15 | 691.38 | 501 | 400.8 | 0 | 604.96 | EA | CONS777 | CO777
CONS778 | 0 | 0 | LK | 40FP32 SIEMANS CONTACTOR | SIZE 2 |  |  |  | CONTACTORS SIEMANS | P | 849.85 | 1019.82 | 739 | 591.2 | 0 | 892.34 | EA | CONS778 | CO778
CONS779 | 0 | 0 | LK | 40HP32 SIEMANS CONTACTOR | SIZE 3 |  |  |  | CONTACTORS SIEMANS | P | 1367.35 | 1640.82 | 1189 | 951.2 | 0 | 1435.72 | EA | CONS779 | CO779
CONS780 | 0 | 0 | LK | 40JG32 SIEMANS CONTACTORS | SIZE 4 |  |  |  | CONTACTORS SIEMANS | P | 3278.65 | 3934.38 | 2851 | 2280.8 | 0 | 3442.58 | EA | CONS780 | CO780
CONI765 | 0 | 0 | LK | YS1N-40F11A IDEC IEC | CONTACTOR, 30HP |  |  |  | CONTACTORS IDEC IEC | P | 83.21 | 99.85 | 83.21 | 70.73 | 0 | 87.37 | EA | CONI765 | CO765
CONI767 | 0 | 0 | LK | YS1N-65F11A IDEC IEC | CONTACTOR, 50HP |  |  |  | CONTACTORS IDEC IEC | P | 131.85 | 158.22 | 131.85 | 112.07 | 0 | 138.44 | EA | CONI767 | CO767
CONI769 | 0 | 0 | LK | YS1N-125F11A IDEC IEC | CONTACTOR, 100HP |  |  |  | CONTACTORS IDEC IEC | P | 236.59 | 283.91 | 236.59 | 201.1 | 0 | 248.42 | EA | CONI769 | CO769
CONG770 | 0 | 0 | LK | CR305C G.E. CONTACTOR | SIZE 1, NEW STYLE |  |  |  | CONTACTORS G.E. | P | 454.42 | 545.3 | 395.15 | 375.4 | 0 | 467.79 | EA | CONG770 | CO770
CONG772 | 0 | 0 | LK | CR305D G.E. CONTACTOR | SIZE 2, NEW STYLE |  |  |  | CONTACTORS G.E. | P | 828.64 | 994.37 | 720.56 | 684.53 | 0 | 853.01 | EA | CONG772 | CO772
CONC758 | 0 | 0 | LK | A201K2CA CH | (W) CONTACTOR SIZE 2 |  |  |  | CONTACTORS C-H (W) TYPE A | P | 1766.01 | 2119.21 | 1511.45 | 1435.88 | 0 | 1854.31 | EA | CONC758 | CO758
CONC759 | 0 | 0 | LK | A201K3CA CH | (W) CONTACTOR SIZE 3 |  |  |  | CONTACTORS C-H (W) TYPE A | P | 3013.65 | 3616.38 | 2579.25 | 2450.29 | 0 | 3164.33 | EA | CONC759 | CO759
CONC760 | 0 | 0 | LK | A201K4CA CH | (W) CONTACTOR SIZE 4 |  |  |  | CONTACTORS C-H (W) TYPE A | P | 6809.85 | 8171.82 | 5828.25 | 5536.84 | 0 | 7150.34 | EA | CONC760 | CO760
CONC761 | 0 | 0 | LK | V201K4CJ CH | (W) VACUUM CONTACTOR |  |  |  | CONTACTORS C-H (W) VACUUM | P | 5727.6 | 6873.12 | 4902 | 2941.2 | 0 | 6013.98 | EA | CONC761 | CO761
CONC762 | 0 | 0 | LK | #V201K5CJZ1 CH | (W) VACUUM CONTACTOR |  |  |  | CONTACTORS C-H (W) VACUUM | P | 11498.46 | 13798.15 | 9827.75 | 4913.8 | 0 | 12073.38 | EA | CONC762 | CO762
CONI764 | 0 | 0 | LK | YS1N-32F11A IDEC IEC | CONTACTOR, 20HP |  |  |  | CONTACTORS IDEC IEC | P | 78.91 | 94.69 | 78.91 | 67.07 | 0 | 82.86 | EA | CONI764 | CO764
CONQ746 | 0 | 1468.83 | LK | SZ 4 3P SQUARE D CONTACT KIT |  |  |  | SQ D 9998SL9 | SQUARE D 3-POLE CONTACT KITS | P | 1460.5 | 1752.6 | 1270 | 1143 | 2133 | 1533.53 | EA | CONQ746 | CO746
CONQ746 | 0 | 1468.83 | LK | SZ 4 3P SQUARE D CONTACT KIT |  |  |  | SQ D 9998SL9 | SQUARE D 3-POLE CONTACT KITS | P | 1460.5 | 1752.6 | 1270 | 1143 | 2133 | 1533.53 | EA | CONQ746 | LANCO SD9LC
CONQ746 | 0 | 1468.83 | LK | SZ 4 3P SQUARE D CONTACT KIT |  |  |  | SQ D 9998SL9 | SQUARE D 3-POLE CONTACT KITS | P | 1460.5 | 1752.6 | 1270 | 1143 | 2133 | 1533.53 | EA | CONQ746 | SQUARE D 9998-SL9
CONC750 | 0 | 0 | LK | CN15DN3AB CH CONTACTOR SIZE 1 |  |  |  |  | CONTACTORS CH | P | 528.36 | 634.03 | 452.2 | 361.76 | 0 | 554.78 | EA | CONC750 | CO750
CONC752 | 98.1 | 98.1 | LK | CN15GN3AB CH CONTACTOR SIZE 2 |  |  |  |  | CONTACTORS CH | P | 975.69 | 1170.83 | 835.05 | 668.04 | 190.71 | 1024.47 | EA | CONC752 | CO752
CONC754 | 0 | 0 | LK | CN15KN3A CH CONTACTOR SIZE 3 |  |  |  |  | CONTACTORS CH | P | 1572.87 | 1887.44 | 1346.15 | 1076.92 | 0 | 1651.51 | EA | CONC754 | CO754
CONC756 | 0 | 0 | LK | CN15NN3A CH CONTACTOR SIZE 4 |  |  |  |  | CONTACTORS CH | P | 3882.78 | 4659.34 | 3323.1 | 2658.48 | 0 | 4076.92 | EA | CONC756 | CO756
CONC757 | 0 | 0 | LK | A201K1CA CH | (W) CONTACTOR SIZE 1 |  |  |  | CONTACTORS C-H (W) TYPE A | P | 966.81 | 1160.17 | 827.45 | 786.08 | 0 | 966.2 | EA | CONC757 | CO757
CONG739 | 0 | 0 | LK | SZ 2 3P GEN ELEC CONTACT KIT |  |  |  | GE 546A780G051 | G.E. (NEW STYLE) 3-POLE CONTACT KITS | P | 548.67 | 658.4 | 477.11 | 429.4 | 0 | 559.08 | EA | CONG739 | CO739
CONG739 | 0 | 0 | LK | SZ 2 3P GEN ELEC CONTACT KIT |  |  |  | GE 546A780G051 | G.E. (NEW STYLE) 3-POLE CONTACT KITS | P | 548.67 | 658.4 | 477.11 | 429.4 | 0 | 559.08 | EA | CONG739 | GEN ELEC 546A780G051
CONG739 | 0 | 0 | LK | SZ 2 3P GEN ELEC CONTACT KIT |  |  |  | GE 546A780G051 | G.E. (NEW STYLE) 3-POLE CONTACT KITS | P | 548.67 | 658.4 | 477.11 | 429.4 | 0 | 559.08 | EA | CONG739 | LANCO GE2LC
CONG740 | 0 | 0 | LK | SZ 3 3P GEN ELEC CONTACT KIT |  |  |  | GE 55153677G002 | G.E. (NEW STYLE) 3-POLE CONTACT KITS | P | 971.22 | 1165.46 | 844.54 | 760.09 | 0 | 989.66 | EA | CONG740 | CO740
CONG740 | 0 | 0 | LK | SZ 3 3P GEN ELEC CONTACT KIT |  |  |  | GE 55153677G002 | G.E. (NEW STYLE) 3-POLE CONTACT KITS | P | 971.22 | 1165.46 | 844.54 | 760.09 | 0 | 989.66 | EA | CONG740 | GEN ELEC 55-153677G002
CONG740 | 0 | 0 | LK | SZ 3 3P GEN ELEC CONTACT KIT |  |  |  | GE 55153677G002 | G.E. (NEW STYLE) 3-POLE CONTACT KITS | P | 971.22 | 1165.46 | 844.54 | 760.09 | 0 | 989.66 | EA | CONG740 | LANCO GE3LC
CONG741 | 0 | 0 | LK | SZ 4 3P GEN ELEC CONTACT KIT |  |  |  | GE5513678G002 | G.E. (NEW STYLE) 3-POLE CONTACT KITS | P | 1921.78 | 2306.13 | 1671.11 | 1504 | 0 | 2017.87 | EA | CONG741 | CO741
CONG741 | 0 | 0 | LK | SZ 4 3P GEN ELEC CONTACT KIT |  |  |  | GE5513678G002 | G.E. (NEW STYLE) 3-POLE CONTACT KITS | P | 1921.78 | 2306.13 | 1671.11 | 1504 | 0 | 2017.87 | EA | CONG741 | GEN ELEC 55-13678G002
CONG741 | 0 | 0 | LK | SZ 4 3P GEN ELEC CONTACT KIT |  |  |  | GE5513678G002 | G.E. (NEW STYLE) 3-POLE CONTACT KITS | P | 1921.78 | 2306.13 | 1671.11 | 1504 | 0 | 2017.87 | EA | CONG741 | JAO0030
CONG741 | 0 | 0 | LK | SZ 4 3P GEN ELEC CONTACT KIT |  |  |  | GE5513678G002 | G.E. (NEW STYLE) 3-POLE CONTACT KITS | P | 1921.78 | 2306.13 | 1671.11 | 1504 | 0 | 2017.87 | EA | CONG741 | LANCO GE4LC
CONQ742 | 59 | 118.52 | LK | SZ 1 3P SQUARE D CONTACT KIT |  |  |  | SQUARE D 9998SL3 | SQUARE D 3-POLE CONTACT KITS | P | 216.2 | 259.44 | 188 | 169.2 | 502.2 | 227.01 | EA | CONQ742 | CO742
CONQ742 | 59 | 118.52 | LK | SZ 1 3P SQUARE D CONTACT KIT |  |  |  | SQUARE D 9998SL3 | SQUARE D 3-POLE CONTACT KITS | P | 216.2 | 259.44 | 188 | 169.2 | 502.2 | 227.01 | EA | CONQ742 | LANCO SD3LC
CONQ742 | 59 | 118.52 | LK | SZ 1 3P SQUARE D CONTACT KIT |  |  |  | SQUARE D 9998SL3 | SQUARE D 3-POLE CONTACT KITS | P | 216.2 | 259.44 | 188 | 169.2 | 502.2 | 227.01 | EA | CONQ742 | SQUARE 9998-SL3
CONQ743 | 0 | 436.11 | LK | SZ 2 3P SQUARE D CONTACT KIT |  |  |  | SQUARE D 9998SL4 | SQUARE D 3-POLE CONTACT KITS | P | 425.5 | 510.6 | 370 | 333 | 847.8 | 446.78 | EA | CONQ743 | CO743
CONQ743 | 0 | 436.11 | LK | SZ 2 3P SQUARE D CONTACT KIT |  |  |  | SQUARE D 9998SL4 | SQUARE D 3-POLE CONTACT KITS | P | 425.5 | 510.6 | 370 | 333 | 847.8 | 446.78 | EA | CONQ743 | LANCO SD4LC
CONQ743 | 0 | 436.11 | LK | SZ 2 3P SQUARE D CONTACT KIT |  |  |  | SQUARE D 9998SL4 | SQUARE D 3-POLE CONTACT KITS | P | 425.5 | 510.6 | 370 | 333 | 847.8 | 446.78 | EA | CONQ743 | SQUARE D 9998-SK4
CONQ744 | 0 | 681.86 | LK | SZ 3 3P SQUARE D CONTACT KIT |  |  |  | SQ D 9998SL7 | SQUARE D 3-POLE CONTACT KITS | P | 761.3 | 913.56 | 662 | 595.8 | 1325.7 | 799.37 | EA | CONQ744 | CO744
CONQ744 | 0 | 681.86 | LK | SZ 3 3P SQUARE D CONTACT KIT |  |  |  | SQ D 9998SL7 | SQUARE D 3-POLE CONTACT KITS | P | 761.3 | 913.56 | 662 | 595.8 | 1325.7 | 799.37 | EA | CONQ744 | LANCO SD7LC
CONQ744 | 0 | 681.86 | LK | SZ 3 3P SQUARE D CONTACT KIT |  |  |  | SQ D 9998SL7 | SQUARE D 3-POLE CONTACT KITS | P | 761.3 | 913.56 | 662 | 595.8 | 1325.7 | 799.37 | EA | CONQ744 | SQUARE D 9998-SL7
CONC722 | 0 | 0 | LK | CH SIZE 2 TYPE A 3-POLE | CONTACT KIT #373B33 |  |  | CH C10DN3 | CH 3-POLE CONTACT KITS | P | 557.22 | 668.66 | 476.9 | 333.83 | 0 | 585.08 | EA | CONC722 | CO722
CONC722 | 0 | 0 | LK | CH SIZE 2 TYPE A 3-POLE | CONTACT KIT #373B33 |  |  | CH C10DN3 | CH 3-POLE CONTACT KITS | P | 557.22 | 668.66 | 476.9 | 333.83 | 0 | 585.08 | EA | CONC722 | JAK0007
CONC724 | 0 | 0 | LK | CH SIZE 3 TYPE A 3-POLE | CONTACT KIT #626B18 |  |  |  | C-H (W) TYPE A 3-POLE CONTACT KITS | P | 1000.11 | 1200.13 | 855.95 | 599.17 | 0 | 1050.12 | EA | CONC724 | CO724
CONC726 | 0 | 0 | LK | CH SIZE 4 TYPE A 3-POLE | CONTACT KIT #626B18 |  |  |  | C-H (W) TYPE A 3-POLE CONTACT KITS | P | 2130.09 | 2556.11 | 1823.05 | 1276.14 | 0 | 2236.59 | EA | CONC726 | CO726
CONC728 | 0 | 0 | LK | CH SIZE 5 TYPE A 3-POLE | CONTACT KIT #477B47 |  |  |  | C-H (W) TYPE A 3-POLE CONTACT KITS | P | 1278.72 | 1534.46 | 1094.4 | 766.08 | 0 | 1342.66 | EA | CONC728 | CO728
CONC732 | 0 | 0 | LK | CH SIZE 4 TYPE K 3-POLE | CONTACT KIT #5250C8 |  |  |  | C-H (W) TYPE K 3-POLE CONTACT KITS | P | 2130.09 | 2556.11 | 1823.05 | 1276.14 | 0 | 2236.59 | EA | CONC732 | CO732
CONG738 | 0 | 0 | LK | SZ 1 3P GEN ELEC CONTACT KIT |  |  |  | GE 546A301G053 | G.E. (NEW STYLE) 3-POLE CONTACT KITS | P | 359.47 | 431.36 | 312.59 | 281.33 | 0 | 366.29 | EA | CONG738 | CO738
CONG738 | 0 | 0 | LK | SZ 1 3P GEN ELEC CONTACT KIT |  |  |  | GE 546A301G053 | G.E. (NEW STYLE) 3-POLE CONTACT KITS | P | 359.47 | 431.36 | 312.59 | 281.33 | 0 | 366.29 | EA | CONG738 | GEN ELEC 546A301G053
CONG738 | 0 | 0 | LK | SZ 1 3P GEN ELEC CONTACT KIT |  |  |  | GE 546A301G053 | G.E. (NEW STYLE) 3-POLE CONTACT KITS | P | 359.47 | 431.36 | 312.59 | 281.33 | 0 | 366.29 | EA | CONG738 | LANCO GE1LC
CONS707 | 0 | 0 | LK | SIEMANS/FURNAS SIZE 4 SP | CONTACT KIT #75JG14 |  |  |  | SIEMANS/FURNAS 1-POLE CONTACT KITS | P | 506 | 607.2 | 440 | 396 | 0 | 531.3 | EA | CONS707 | CO707
CONC600 | 0 | 0 | LK | CH SIZE 1 3-POLE | CONTACT KIT #6-65-2 |  |  |  | CH 3-POLE CONTACT KITS | P | 316.35 | 379.62 | 270.75 | 243.68 | 0 | 332.17 | EA | CONC600 | CO710
CONC608 | 0 | 0 | LK | CH SIZE 2 3-POLE | CONTACT KIT #6-65-8 |  |  |  | CH 3-POLE CONTACT KITS | P | 553.89 | 664.67 | 474.05 | 426.65 | 0 | 581.58 | EA | CONC608 | CO712
CONC628 | 0 | 0 | LK | CH SIZE 3 3-POLE | CONTACT KIT #6-43-6 |  |  |  | CH 3-POLE CONTACT KITS | P | 896.88 | 1076.26 | 767.6 | 690.84 | 0 | 941.72 | EA | CONC628 | CO714
CONC636 | 0 | 0 | LK | CH SIZE 4 3-POLE | CONTACT KIT #6-44-2 |  |  |  | CH 3-POLE CONTACT KITS | P | 1924.74 | 2309.69 | 1647.3 | 1482.57 | 0 | 2020.98 | EA | CONC636 | CO716
CONC720 | 0 | 0 | LK | CH SIZE 1 TYPE A 3-POLE | CONTACT KIT #373B33 |  |  |  | CH 3-POLE CONTACT KITS | P | 349.65 | 419.58 | 269.33 | 188.53 | 0 | 367.13 | EA | CONC720 | CO720
CON696 | 0 | 9.03 | LK | 1/0 TWO-WAY CONNECTOR | (BUTT SPLICE) |  |  | T AND B 60530 | TWO-WAY CONNECTORS | P | 4499.28 | 5399.136 | 3599.42 | 2520 | 17.55 | 4769.24 | C | CON696 | BLKBRN ASP10
CON696 | 0 | 9.03 | LK | 1/0 TWO-WAY CONNECTOR | (BUTT SPLICE) |  |  | T AND B 60530 | TWO-WAY CONNECTORS | P | 4499.28 | 5399.136 | 3599.42 | 2520 | 17.55 | 4769.24 | C | CON696 | BURNDY YS25A1
CON696 | 0 | 9.03 | LK | 1/0 TWO-WAY CONNECTOR | (BUTT SPLICE) |  |  | T AND B 60530 | TWO-WAY CONNECTORS | P | 4499.28 | 5399.136 | 3599.42 | 2520 | 17.55 | 4769.24 | C | CON696 | CO696
CON696 | 0 | 9.03 | LK | 1/0 TWO-WAY CONNECTOR | (BUTT SPLICE) |  |  | T AND B 60530 | TWO-WAY CONNECTORS | P | 4499.28 | 5399.136 | 3599.42 | 2520 | 17.55 | 4769.24 | C | CON696 | CON697
CON696 | 0 | 9.03 | LK | 1/0 TWO-WAY CONNECTOR | (BUTT SPLICE) |  |  | T AND B 60530 | TWO-WAY CONNECTORS | P | 4499.28 | 5399.136 | 3599.42 | 2520 | 17.55 | 4769.24 | C | CON696 | EL335
CON696 | 0 | 9.03 | LK | 1/0 TWO-WAY CONNECTOR | (BUTT SPLICE) |  |  | T AND B 60530 | TWO-WAY CONNECTORS | P | 4499.28 | 5399.136 | 3599.42 | 2520 | 17.55 | 4769.24 | C | CON696 | FAC0304
CON696 | 0 | 9.03 | LK | 1/0 TWO-WAY CONNECTOR | (BUTT SPLICE) |  |  | T AND B 60530 | TWO-WAY CONNECTORS | P | 4499.28 | 5399.136 | 3599.42 | 2520 | 17.55 | 4769.24 | C | CON696 | ILSCO AS-1/0
CON696 | 0 | 9.03 | LK | 1/0 TWO-WAY CONNECTOR | (BUTT SPLICE) |  |  | T AND B 60530 | TWO-WAY CONNECTORS | P | 4499.28 | 5399.136 | 3599.42 | 2520 | 17.55 | 4769.24 | C | CON696 | NSI ASC1/0T
CON696 | 0 | 9.03 | LK | 1/0 TWO-WAY CONNECTOR | (BUTT SPLICE) |  |  | T AND B 60530 | TWO-WAY CONNECTORS | P | 4499.28 | 5399.136 | 3599.42 | 2520 | 17.55 | 4769.24 | C | CON696 | T&B 60530
CON696 | 0 | 9.03 | LK | 1/0 TWO-WAY CONNECTOR | (BUTT SPLICE) |  |  | T AND B 60530 | TWO-WAY CONNECTORS | P | 4499.28 | 5399.136 | 3599.42 | 2520 | 17.55 | 4769.24 | C | CON696 | ZWF136
CON698 | 0 | 1208 | LK | 2/0 TWO-WAY CONNECTOR | (BUTT SPLICE) |  |  | T AND B 60536 | TWO-WAY CONNECTORS | P | 4685.39 | 5622.47 | 3748.31 | 2624 | 1196.1 | 4966.51 | C | CON698 | BLKBRN ASP20
CON698 | 0 | 1208 | LK | 2/0 TWO-WAY CONNECTOR | (BUTT SPLICE) |  |  | T AND B 60536 | TWO-WAY CONNECTORS | P | 4685.39 | 5622.47 | 3748.31 | 2624 | 1196.1 | 4966.51 | C | CON698 | BURNDY YS26A1
CON698 | 0 | 1208 | LK | 2/0 TWO-WAY CONNECTOR | (BUTT SPLICE) |  |  | T AND B 60536 | TWO-WAY CONNECTORS | P | 4685.39 | 5622.47 | 3748.31 | 2624 | 1196.1 | 4966.51 | C | CON698 | CO698
CON698 | 0 | 1208 | LK | 2/0 TWO-WAY CONNECTOR | (BUTT SPLICE) |  |  | T AND B 60536 | TWO-WAY CONNECTORS | P | 4685.39 | 5622.47 | 3748.31 | 2624 | 1196.1 | 4966.51 | C | CON698 | FAC0305
CON698 | 0 | 1208 | LK | 2/0 TWO-WAY CONNECTOR | (BUTT SPLICE) |  |  | T AND B 60536 | TWO-WAY CONNECTORS | P | 4685.39 | 5622.47 | 3748.31 | 2624 | 1196.1 | 4966.51 | C | CON698 | ILSCO AS-2/0
CON698 | 0 | 1208 | LK | 2/0 TWO-WAY CONNECTOR | (BUTT SPLICE) |  |  | T AND B 60536 | TWO-WAY CONNECTORS | P | 4685.39 | 5622.47 | 3748.31 | 2624 | 1196.1 | 4966.51 | C | CON698 | NSI ASC2.0T
CON698 | 0 | 1208 | LK | 2/0 TWO-WAY CONNECTOR | (BUTT SPLICE) |  |  | T AND B 60536 | TWO-WAY CONNECTORS | P | 4685.39 | 5622.47 | 3748.31 | 2624 | 1196.1 | 4966.51 | C | CON698 | PENN UNION BCUA-2/0
CON698 | 0 | 1208 | LK | 2/0 TWO-WAY CONNECTOR | (BUTT SPLICE) |  |  | T AND B 60536 | TWO-WAY CONNECTORS | P | 4685.39 | 5622.47 | 3748.31 | 2624 | 1196.1 | 4966.51 | C | CON698 | T&B 60536
CON700 | 861.75 | 1518.75 | LK | 4/0 TWO-WAY CONNECTOR |  |  |  | T AND B 60548 | TWO-WAY CONNECTORS | P | 5868.98 | 7042.78 | 4695.18 | 3287 | 1675.24 | 6099.12 | C | CON700 | BLKBRN ASP40
CON700 | 861.75 | 1518.75 | LK | 4/0 TWO-WAY CONNECTOR |  |  |  | T AND B 60548 | TWO-WAY CONNECTORS | P | 5868.98 | 7042.78 | 4695.18 | 3287 | 1675.24 | 6099.12 | C | CON700 | BURNDY YS28A1
CON700 | 861.75 | 1518.75 | LK | 4/0 TWO-WAY CONNECTOR |  |  |  | T AND B 60548 | TWO-WAY CONNECTORS | P | 5868.98 | 7042.78 | 4695.18 | 3287 | 1675.24 | 6099.12 | C | CON700 | CO700
CON700 | 861.75 | 1518.75 | LK | 4/0 TWO-WAY CONNECTOR |  |  |  | T AND B 60548 | TWO-WAY CONNECTORS | P | 5868.98 | 7042.78 | 4695.18 | 3287 | 1675.24 | 6099.12 | C | CON700 | ILSCO AS-4/0
CON700 | 861.75 | 1518.75 | LK | 4/0 TWO-WAY CONNECTOR |  |  |  | T AND B 60548 | TWO-WAY CONNECTORS | P | 5868.98 | 7042.78 | 4695.18 | 3287 | 1675.24 | 6099.12 | C | CON700 | NSI ASC4/0T
CON700 | 861.75 | 1518.75 | LK | 4/0 TWO-WAY CONNECTOR |  |  |  | T AND B 60548 | TWO-WAY CONNECTORS | P | 5868.98 | 7042.78 | 4695.18 | 3287 | 1675.24 | 6099.12 | C | CON700 | PENN UNION BCUA-4/0
CON700 | 861.75 | 1518.75 | LK | 4/0 TWO-WAY CONNECTOR |  |  |  | T AND B 60548 | TWO-WAY CONNECTORS | P | 5868.98 | 7042.78 | 4695.18 | 3287 | 1675.24 | 6099.12 | C | CON700 | T&B 60548
CONS704 | 0 | 0 | LK | SIEMANS/FURNAS SIZE 1 SP | CONTACT KIT #75DF14 |  |  |  | SIEMANS/FURNAS 1-POLE CONTACT KITS | P | 78.2 | 93.84 | 68 | 61.2 | 0 | 82.11 | EA | CONS704 | CO704
CONS705 | 0 | 0 | LK | SIEMANS/FURNAS SIZE 2 SP | CONTACT KIT #75FP14 |  |  |  | SIEMANS/FURNAS 1-POLE CONTACT KITS | P | 142.6 | 171.12 | 124 | 111.6 | 0 | 149.73 | EA | CONS705 | CO705
CONS706 | 0 | 0 | LK | SIEMANS/FURNAS SIZE 3 SP | CONTACT KIT #75HF14 |  |  |  | SIEMANS/FURNAS 1-POLE CONTACT KITS | P | 251.85 | 302.22 | 219 | 197.1 | 0 | 264.44 | EA | CONS706 | CO706
COF684 | 1019 | 1253.5 | LK | 1" 90 DEGREE SEALTITE | FLEX CONNECT |  |  | THM 5254 | 90 DEGREE SEALTITE FLEX CON. | P | 2731.15 | 3277.38 | 2184.92 | 1748 | 1980.94 | 2895.02 | C | COF684 | BAI0301
COF684 | 1019 | 1253.5 | LK | 1" 90 DEGREE SEALTITE | FLEX CONNECT |  |  | THM 5254 | 90 DEGREE SEALTITE FLEX CON. | P | 2731.15 | 3277.38 | 2184.92 | 1748 | 1980.94 | 2895.02 | C | COF684 | CO684
COF686 | 1491.39 | 2075 | LK | 1 1/4" 90 DEGREE SEALTITE | FLEX CONNECT |  |  | THM | 90 DEGREE SEALTITE FLEX CON. | P | 5149.7 | 6179.24 | 4154.16 | 3323 | 2899.26 | 5396.34 | C | COF686 | BAI0401
COF686 | 1491.39 | 2075 | LK | 1 1/4" 90 DEGREE SEALTITE | FLEX CONNECT |  |  | THM | 90 DEGREE SEALTITE FLEX CON. | P | 5149.7 | 6179.24 | 4154.16 | 3323 | 2899.26 | 5396.34 | C | COF686 | CO686
COF688 | 1791.6 | 1861 | LK | 1 1/2"" 90 DEGREE SEALTITE | FLEX CONNECT |  |  | THM 5256 | 90 DEGREE SEALTITE FLEX CON. | P | 6304.66 | 7565.59 | 5043.73 | 4035 | 3482.87 | 6551.91 | C | COF688 | BAI0501
COF688 | 1791.6 | 1861 | LK | 1 1/2"" 90 DEGREE SEALTITE | FLEX CONNECT |  |  | THM 5256 | 90 DEGREE SEALTITE FLEX CON. | P | 6304.66 | 7565.59 | 5043.73 | 4035 | 3482.87 | 6551.91 | C | COF688 | CO688
COF689 | 0 | 2877.2035 | LK | 2" 90 DEGREE SEALTITE | FLEX CONNECT |  |  | THM 5257 (1/box) | 90 DEGREE SEALTITE FLEX CON. | P | 11553.95 | 13864.74 | 7221.22 | 5777 | 4584.6 | 12007.03 | C | COF689 | BAI0601
COF689 | 0 | 2877.2035 | LK | 2" 90 DEGREE SEALTITE | FLEX CONNECT |  |  | THM 5257 (1/box) | 90 DEGREE SEALTITE FLEX CON. | P | 11553.95 | 13864.74 | 7221.22 | 5777 | 4584.6 | 12007.03 | C | COF689 | CO689
COF664 | 0 | 0 | LK | 1/2" GROUND SEALTITE | FLEX CONNECTOR #5232GR |  |  |  | GRDING SEALTITE FLEX CONN. | P | 1614.91 | 1937.89 | 1291.93 | 969 | 0 | 1678.25 | C | COF664 | CO664
COF666 | 0 | 0 | LK | 3/4" GROUND SEALTITE | FLEX CONNECTOR #5233GR |  |  |  | GRDING SEALTITE FLEX CONN. | P | 3486.85 | 4184.22 | 2179.28 | 1634 | 0 | 3623.59 | C | COF666 | CO666
COF668 | 0 | 0 | LK | 1/2" 90 DEG GROUNDDING SEALTIT | FLEX CONNECTOR #5252GR |  |  |  | GRDING SEALTITE FLEX CONN. | P | 2846.1 | 3415.32 | 2276.88 | 1708 | 0 | 2957.71 | C | COF668 | CO668
COF670 | 0 | 0 | LK | 3/4" 90 DEGREE GROUNDING | FLEX CONNECTOR #5253GR |  |  |  | GRDING SEALTITE FLEX CONN. | P | 4064.35 | 4877.22 | 3251.48 | 2439 | 0 | 4223.74 | C | COF670 | CO670
COF680 | 329 | 424.2083 | LK | 1/2" 90 DEGREE SEALTITE | FLEX CONNECT |  |  | THM 5252 (25/box) | 90 DEGREE SEALTITE FLEX CON. | P | 884.88 | 1061.86 | 707.9 | 566 | 745.2 | 919.58 | C | COF680 | BAI0101
COF680 | 329 | 424.2083 | LK | 1/2" 90 DEGREE SEALTITE | FLEX CONNECT |  |  | THM 5252 (25/box) | 90 DEGREE SEALTITE FLEX CON. | P | 884.88 | 1061.86 | 707.9 | 566 | 745.2 | 919.58 | C | COF680 | CO680
COF682 | 512 | 512.9184 | LK | 3/4" 90 DEGREE SEALTITE | FLEX CONNECT |  |  | THM 5253 (10/box) | 90 DEGREE SEALTITE FLEX CON. | P | 1372.6 | 1647.12 | 1098.08 | 878 | 810 | 1426.42 | C | COF682 | BAI0201
COF682 | 512 | 512.9184 | LK | 3/4" 90 DEGREE SEALTITE | FLEX CONNECT |  |  | THM 5253 (10/box) | 90 DEGREE SEALTITE FLEX CON. | P | 1372.6 | 1647.12 | 1098.08 | 878 | 810 | 1426.42 | C | COF682 | CO682
COF646 | 827 | 1010.0435 | LK | 1 1/4" SEALTITE FLEX CONNECTO |  |  |  | THM 5235 | SEALTITE FLEX CONNECTORS | P | 2391.28 | 2869.54 | 1913.02 | 1435 | 1927.8 | 2485.05 | C | COF646 | BAI0402
COF646 | 827 | 1010.0435 | LK | 1 1/4" SEALTITE FLEX CONNECTO |  |  |  | THM 5235 | SEALTITE FLEX CONNECTORS | P | 2391.28 | 2869.54 | 1913.02 | 1435 | 1927.8 | 2485.05 | C | COF646 | CO646
COF648 | 1178 | 1442 | LK | 1 1/2" SEALTITE FLEX CONNECTO |  |  |  | THM 5236 | SEALTITE FLEX CONNECTORS | P | 3072.2 | 3686.64 | 2457.84 | 1843 | 2899.8 | 3192.77 | C | COF648 | BAI0502
COF648 | 1178 | 1442 | LK | 1 1/2" SEALTITE FLEX CONNECTO |  |  |  | THM 5236 | SEALTITE FLEX CONNECTORS | P | 3072.2 | 3686.64 | 2457.84 | 1843 | 2899.8 | 3192.77 | C | COF648 | CO648
COF650 | 2154 | 2303.3125 | LK | 2" SEALTITE FLEX CONNECTOR |  |  |  | THM 5237 (5/box) | SEALTITE FLEX CONNECTORS | P | 6936.77 | 8324.12 | 4335.48 | 3252 | 4187.38 | 7352.98 | C | COF650 | BAI0602
COF650 | 2154 | 2303.3125 | LK | 2" SEALTITE FLEX CONNECTOR |  |  |  | THM 5237 (5/box) | SEALTITE FLEX CONNECTORS | P | 6936.77 | 8324.12 | 4335.48 | 3252 | 4187.38 | 7352.98 | C | COF650 | CO650
COF650 | 2154 | 2303.3125 | LK | 2" SEALTITE FLEX CONNECTOR |  |  |  | THM 5237 (5/box) | SEALTITE FLEX CONNECTORS | P | 6936.77 | 8324.12 | 4335.48 | 3252 | 4187.38 | 7352.98 | C | COF650 | XLK633
COF652 | 0 | 0 | LK | 2 1/2" SEALTITE FLEX CONNECTO |  |  |  | THM 5238 (5/box) | SEALTITE FLEX CONNECTORS | P | 294.16 | 352.99 | 183.85 | 156.27 | 162 | 305.69 | EA | COF652 | BAI0702
COF652 | 0 | 0 | LK | 2 1/2" SEALTITE FLEX CONNECTO |  |  |  | THM 5238 (5/box) | SEALTITE FLEX CONNECTORS | P | 294.16 | 352.99 | 183.85 | 156.27 | 162 | 305.69 | EA | COF652 | CO652
COF654 | 0 | 159.858 | LK | 3" SEALTITE STR FLEX CONNECTOR |  |  |  | THM 5239 | SEALTITE FLEX CONNECTORS | P | 340.45 | 408.54 | 212.78 | 180.86 | 243.27 | 353.81 | EA | COF654 | BAI0802
COF654 | 0 | 159.858 | LK | 3" SEALTITE STR FLEX CONNECTOR |  |  |  | THM 5239 | SEALTITE FLEX CONNECTORS | P | 340.45 | 408.54 | 212.78 | 180.86 | 243.27 | 353.81 | EA | COF654 | CO654
COF656 | 0 | 0 | LK | 4" SEALTITE FLEX CONNECTOR |  |  |  | THM 5240 | SEALTITE FLEX CONNECTORS | P | 393.18 | 471.82 | 245.74 | 208.88 | 0 | 408.6 | EA | COF656 | BAI0902
COF656 | 0 | 0 | LK | 4" SEALTITE FLEX CONNECTOR |  |  |  | THM 5240 | SEALTITE FLEX CONNECTORS | P | 393.18 | 471.82 | 245.74 | 208.88 | 0 | 408.6 | EA | COF656 | CO656
COE620 | 187 | 203.4 | LK | 2" EMT SET SCREW CONNECTOR |  |  |  | THM TC-126A | EMT CONNECTORS (SET SCREW) | P | 835.58 | 1002.69 | 668.46 | 501 | 363.53 | 885.71 | C | COE620 | BAC0603
COE620 | 187 | 203.4 | LK | 2" EMT SET SCREW CONNECTOR |  |  |  | THM TC-126A | EMT CONNECTORS (SET SCREW) | P | 835.58 | 1002.69 | 668.46 | 501 | 363.53 | 885.71 | C | COE620 | CO620
COR630 | 40 | 33.2524 | LK | 1/2" ROMEX CONNECTOR |  |  |  | THM 3302 | ROMEX CONNECTORS (TWO SCREW) | P | 209.06 | 250.87 | 167.25 | 92 | 75.6 | 221.6 | C | COR630 | BAT0100
COR630 | 40 | 33.2524 | LK | 1/2" ROMEX CONNECTOR |  |  |  | THM 3302 | ROMEX CONNECTORS (TWO SCREW) | P | 209.06 | 250.87 | 167.25 | 92 | 75.6 | 221.6 | C | COR630 | CO630
COR630 | 40 | 33.2524 | LK | 1/2" ROMEX CONNECTOR |  |  |  | THM 3302 | ROMEX CONNECTORS (TWO SCREW) | P | 209.06 | 250.87 | 167.25 | 92 | 75.6 | 221.6 | C | COR630 | XLK100
COR631 | 94 | 96.2959 | LK | 3/4" ROMEX CONNECTOR |  |  |  | THM 3303 / ARLI 842 (25/box) | ROMEX CONNECTORS (TWO SCREW) | P | 398.53 | 478.24 | 318.82 | 175 | 182.74 | 398.53 | C | COR631 | BAT0200
COR631 | 94 | 96.2959 | LK | 3/4" ROMEX CONNECTOR |  |  |  | THM 3303 / ARLI 842 (25/box) | ROMEX CONNECTORS (TWO SCREW) | P | 398.53 | 478.24 | 318.82 | 175 | 182.74 | 398.53 | C | COR631 | CO632
COF640 | 214 | 282.5939 | LK | 1/2" SEALTITE FLEX CONNECTOR |  |  |  | THM 5232 (25/box) | SEALTITE FLEX CONNECTORS | P | 522.85 | 627.42 | 418.28 | 314 | 745.2 | 745.2 | C | COF640 | BAI0102
COF640 | 214 | 282.5939 | LK | 1/2" SEALTITE FLEX CONNECTOR |  |  |  | THM 5232 (25/box) | SEALTITE FLEX CONNECTORS | P | 522.85 | 627.42 | 418.28 | 314 | 745.2 | 745.2 | C | COF640 | CO640
COF642 | 310 | 233.1043 | LK | 3/4" SEALTITE FLEX CONNECTOR |  |  |  | THM 5233 (25/box) | SEALTITE FLEX CONNECTORS | P | 754.2 | 905.04 | 603.36 | 453 | 810 | 810 | C | COF642 | BAI0202
COF642 | 310 | 233.1043 | LK | 3/4" SEALTITE FLEX CONNECTOR |  |  |  | THM 5233 (25/box) | SEALTITE FLEX CONNECTORS | P | 754.2 | 905.04 | 603.36 | 453 | 810 | 810 | C | COF642 | CO642
COF644 | 475 | 583 | LK | 1" SEALTITE FLEX CONNECTOR |  |  |  | THM 5234-TB | SEALTITE FLEX CONNECTORS | P | 1125.5 | 1350.6 | 900.4 | 675 | 918 | 1153 | C | COF644 | BAI0302
COF644 | 475 | 583 | LK | 1" SEALTITE FLEX CONNECTOR |  |  |  | THM 5234-TB | SEALTITE FLEX CONNECTORS | P | 1125.5 | 1350.6 | 900.4 | 675 | 918 | 1153 | C | COF644 | CO644
COE600 | 267.5 | 594.375 | LK | 2" EMT COMPRESSION | CONNECTOR |  |  | ARLI 825RT | EMT COMPR CONNECTOR | P | 6133.17 | 7359.8 | 3833.23 | 2300 | 1235 | 6373.67 | C | COE600 | BAC0606
COE600 | 267.5 | 594.375 | LK | 2" EMT COMPRESSION | CONNECTOR |  |  | ARLI 825RT | EMT COMPR CONNECTOR | P | 6133.17 | 7359.8 | 3833.23 | 2300 | 1235 | 6373.67 | C | COE600 | CO600
COE610 | 17 | 19.92 | LK | 1/2" EMT SET SCREW CONNECTOR |  |  |  | THM TC121A (50/box) | EMT COMPR CONNECTOR | P | 79.83 | 95.8 | 63.86 | 48 | 33.05 | 84.62 | C | COE610 | BAC0103
COE610 | 17 | 19.92 | LK | 1/2" EMT SET SCREW CONNECTOR |  |  |  | THM TC121A (50/box) | EMT COMPR CONNECTOR | P | 79.83 | 95.8 | 63.86 | 48 | 33.05 | 84.62 | C | COE610 | CO610
COE612 | 25 | 31.598 | LK | 3/4" EMT SET SCREW CONNECTOR |  |  |  | THM TC122A (25/box) | EMT CONNECTORS (SET SCREW) | P | 137.09 | 164.51 | 109.67 | 82 | 43.2 | 145.32 | C | COE612 | BAC0203
COE612 | 25 | 31.598 | LK | 3/4" EMT SET SCREW CONNECTOR |  |  |  | THM TC122A (25/box) | EMT CONNECTORS (SET SCREW) | P | 137.09 | 164.51 | 109.67 | 82 | 43.2 | 145.32 | C | COE612 | CO612
COE614 | 40 | 62.25 | LK | 1" EMT SET SCREW CONNECTOR |  |  |  | THM TC-223 | EMT CONNECTORS (SET SCREW) | P | 262.3 | 314.76 | 209.84 | 157 | 77.76 | 278.04 | C | COE614 | BAC0303
COE614 | 40 | 62.25 | LK | 1" EMT SET SCREW CONNECTOR |  |  |  | THM TC-223 | EMT CONNECTORS (SET SCREW) | P | 262.3 | 314.76 | 209.84 | 157 | 77.76 | 278.04 | C | COE614 | CO614
COE616 | 60.5 | 113.3333 | LK | 1 1/4" EMT SET SCREW CONNECTO |  |  |  | THM TC-224 | EMT CONNECTORS (SET SCREW) | P | 460.28 | 552.33 | 368.22 | 276 | 117.61 | 487.9 | C | COE616 | BAC0403
COE616 | 60.5 | 113.3333 | LK | 1 1/4" EMT SET SCREW CONNECTO |  |  |  | THM TC-224 | EMT CONNECTORS (SET SCREW) | P | 460.28 | 552.33 | 368.22 | 276 | 117.61 | 487.9 | C | COE616 | CO616
COE618 | 120 | 127.5714 | LK | 1 1/2" EMT SET SCREW CONNECTO |  |  |  | THM TC-125A | EMT CONNECTORS (SET SCREW) | P | 623.89 | 748.67 | 499.11 | 374 | 233.28 | 661.32 | C | COE618 | BAC0503
COE618 | 120 | 127.5714 | LK | 1 1/2" EMT SET SCREW CONNECTO |  |  |  | THM TC-125A | EMT CONNECTORS (SET SCREW) | P | 623.89 | 748.67 | 499.11 | 374 | 233.28 | 661.32 | C | COE618 | CO618
COS578 | 0 | 0 | LK | 750 MCM COPPER CONNECT | SPLIT BOLT |  |  | BUR KS39 | COPPER SPLIT BOLT CONNECTS | P | 15201.85 | 18242.22 | 13219 | 10575 | 0 | 16113.96 | C | COS578 | CO578
COS578 | 0 | 0 | LK | 750 MCM COPPER CONNECT | SPLIT BOLT |  |  | BUR KS39 | COPPER SPLIT BOLT CONNECTS | P | 15201.85 | 18242.22 | 13219 | 10575 | 0 | 16113.96 | C | COS578 | FAD0109
COE590 | 73 | 47.04 | LK | 1/2" EMT COMPRESSION CONNECTOR |  |  |  | ARLI 820ART (50/box) | EMT COMPR CONNECTOR | P | 532.83 | 639.4 | 426.26 | 256 | 199.8 | 553.7 | C | COE590 | BAC0106
COE590 | 73 | 47.04 | LK | 1/2" EMT COMPRESSION CONNECTOR |  |  |  | ARLI 820ART (50/box) | EMT COMPR CONNECTOR | P | 532.83 | 639.4 | 426.26 | 256 | 199.8 | 553.7 | C | COE590 | CO590
COE592 | 97 | 96.55 | LK | 3/4" EMT COMPRESSION CONNECTOR |  |  |  | ARLI 821ART (25/box) | EMT COMPR CONNECTOR | P | 749 | 898.8 | 599.2 | 360 | 253.8 | 778.39 | C | COE592 | BAC0206
COE592 | 97 | 96.55 | LK | 3/4" EMT COMPRESSION CONNECTOR |  |  |  | ARLI 821ART (25/box) | EMT COMPR CONNECTOR | P | 749 | 898.8 | 599.2 | 360 | 253.8 | 778.39 | C | COE592 | CO592
COE594 | 155 | 154.6 | LK | 1" EMT COMPRESSION CONNECTOR |  |  |  | ARLI 822ART | EMT COMPR CONNECTOR | P | 1109.04 | 1330.85 | 887.23 | 532 | 301.32 | 1152.53 | C | COE594 | BAC0306
COE594 | 155 | 154.6 | LK | 1" EMT COMPRESSION CONNECTOR |  |  |  | ARLI 822ART | EMT COMPR CONNECTOR | P | 1109.04 | 1330.85 | 887.23 | 532 | 301.32 | 1152.53 | C | COE594 | CO594
COE596 | 119.63 | 292.5102 | LK | 1 1/4" EMT COMPRESSION | CONNECTOR |  |  | ARLI | EMT COMPR CONNECTOR | P | 2830.63 | 3396.76 | 2264.5 | 1359 | 465 | 2941.64 | C | COE596 | BAC0406
COE596 | 119.63 | 292.5102 | LK | 1 1/4" EMT COMPRESSION | CONNECTOR |  |  | ARLI | EMT COMPR CONNECTOR | P | 2830.63 | 3396.76 | 2264.5 | 1359 | 465 | 2941.64 | C | COE596 | CO596
COE598 | 328.49 | 189.6667 | LK | 1 1/2" EMT COMPRESSION | CONNECTOR |  |  | ARLI 824ART | EMT COMPR CONNECTOR | P | 4249.92 | 5099.9 | 2656.2 | 1594 | 638.58 | 4416.57 | C | COE598 | BAC0506
COE598 | 328.49 | 189.6667 | LK | 1 1/2" EMT COMPRESSION | CONNECTOR |  |  | ARLI 824ART | EMT COMPR CONNECTOR | P | 4249.92 | 5099.9 | 2656.2 | 1594 | 638.58 | 4416.57 | C | COE598 | CO598
COS566 | 175 | 175 | LK | SPLIT BOLT KS25 | 1/0STR SPLIT BOLT CON |  |  | BUR KS25 | COPPER SPLIT BOLT CONNECTS | P | 1414.5 | 1697.4 | 1230 | 984 | 340.2 | 1499.37 | C | COS566 | CO566
COS566 | 175 | 175 | LK | SPLIT BOLT KS25 | 1/0STR SPLIT BOLT CON |  |  | BUR KS25 | COPPER SPLIT BOLT CONNECTS | P | 1414.5 | 1697.4 | 1230 | 984 | 340.2 | 1499.37 | C | COS566 | FAD0103
COS568 | 421 | 890.8333 | LK | SPLIT BOLT KS26 | 2/0STR SPLIT BOLT CON |  |  | BUR KS26 (25/box) | COPPER SPLIT BOLT CONNECTS | P | 2289.65 | 2747.58 | 1991 | 1593 | 818.42 | 2427.03 | C | COS568 | CO568
COS568 | 421 | 890.8333 | LK | SPLIT BOLT KS26 | 2/0STR SPLIT BOLT CON |  |  | BUR KS26 (25/box) | COPPER SPLIT BOLT CONNECTS | P | 2289.65 | 2747.58 | 1991 | 1593 | 818.42 | 2427.03 | C | COS568 | FAD0104
COS570 | 429.64 | 429.64 | LK | SPLIT BOLT KS27 | 3/0STR SPLIT BOLT CON |  |  | BUR KS27 | COPPER SPLIT BOLT CONNECTS | P | 3119.95 | 3743.94 | 2713 | 2170 | 835.22 | 3307.15 | C | COS570 | CO570
COS570 | 429.64 | 429.64 | LK | SPLIT BOLT KS27 | 3/0STR SPLIT BOLT CON |  |  | BUR KS27 | COPPER SPLIT BOLT CONNECTS | P | 3119.95 | 3743.94 | 2713 | 2170 | 835.22 | 3307.15 | C | COS570 | FAD0105
COS572 | 621.57 | 621.57 | LK | SPLIT BOLT KS29 | 250MCM SPLIT BOLT CON |  |  | BUR KS29 | COPPER SPLIT BOLT CONNECTS | P | 3654.7 | 4385.64 | 3178 | 2542 | 1208.34 | 3873.98 | C | COS572 | CO572
COS572 | 621.57 | 621.57 | LK | SPLIT BOLT KS29 | 250MCM SPLIT BOLT CON |  |  | BUR KS29 | COPPER SPLIT BOLT CONNECTS | P | 3654.7 | 4385.64 | 3178 | 2542 | 1208.34 | 3873.98 | C | COS572 | FAD0106
COS574 | 0 | 0 | LK | 350 MCM COPPER CONNECT |  |  |  | BUR KS31 | COPPER SPLIT BOLT CONNECTS | P | 6946 | 8335.2 | 6040 | 4832 | 0 | 7362.76 | C | COS574 | CO574
COS574 | 0 | 0 | LK | 350 MCM COPPER CONNECT |  |  |  | BUR KS31 | COPPER SPLIT BOLT CONNECTS | P | 6946 | 8335.2 | 6040 | 4832 | 0 | 7362.76 | C | COS574 | FAD0107
COS576 | 2292.68 | 2292.68 | LK | 500 MCM COPPER CONNECT |  |  |  | BUR KS34 | COPPER SPLIT BOLT CONNECTS | P | 9016 | 10819.2 | 7840 | 6272 | 4456.97 | 9556.96 | C | COS576 | CO576
COS576 | 2292.68 | 2292.68 | LK | 500 MCM COPPER CONNECT |  |  |  | BUR KS34 | COPPER SPLIT BOLT CONNECTS | P | 9016 | 10819.2 | 7840 | 6272 | 4456.97 | 9556.96 | C | COS576 | FAD0108
COS556 | 0 | 633 | LK | #1/0 COPPER SERVIT POST | CONNECT KC25 |  |  |  | COPPER SERVIT POST CONNECTS | P | 6051.3 | 7261.56 | 5262 | 4210 | 1242 | 6414.38 | C | COS556 | CO556
COS558 | 0 | 3902.8 | LK | #2/0 COPPER SERVIT POST | CONNECT KC26 |  |  |  | COPPER SERVIT POST CONNECTS | P | 7916.6 | 9499.92 | 6884 | 5507 | 6966 | 8391.6 | C | COS558 | CO557
COS559 | 0 | 0 | LK | #4/0 COPPER SERVIT POST | CONNECT KC28 |  |  |  | COPPER SERVIT POST CONNECTS | P | 12096.85 | 14516.22 | 10519 | 8415 | 0 | 12822.66 | C | COS559 | CO559
COS560 | 93.41 | 93.41 | LK | SPLIT BOLT KS17 | 6SOL SPLIT BOLT CONN |  |  | BUR KS17 | COPPER SPLIT BOLT CONNECTS | P | 564.65 | 677.58 | 491 | 393 | 181.59 | 598.53 | C | COS560 | CO560
COS560 | 93.41 | 93.41 | LK | SPLIT BOLT KS17 | 6SOL SPLIT BOLT CONN |  |  | BUR KS17 | COPPER SPLIT BOLT CONNECTS | P | 564.65 | 677.58 | 491 | 393 | 181.59 | 598.53 | C | COS560 | FAD0100
COS562 | 0 | 148 | LK | SPLIT BOLT KS20 | 5STR SPLIT BOLT CONN |  |  | BUR KS20 | COPPER SPLIT BOLT CONNECTS | P | 687.7 | 825.24 | 598 | 478 | 159.3 | 728.96 | C | COS562 | CO562
COS562 | 0 | 148 | LK | SPLIT BOLT KS20 | 5STR SPLIT BOLT CONN |  |  | BUR KS20 | COPPER SPLIT BOLT CONNECTS | P | 687.7 | 825.24 | 598 | 478 | 159.3 | 728.96 | C | COS562 | FAD0101
COS564 | 113 | 187.8462 | LK | SPLIT BOLT KS22 | 3STR SPLIT BOLT CONN |  |  | BUR KS22 | COPPER SPLIT BOLT CONNECTS | P | 1099.4 | 1319.28 | 956 | 765 | 219.67 | 1165.36 | C | COS564 | CO564
COS564 | 113 | 187.8462 | LK | SPLIT BOLT KS22 | 3STR SPLIT BOLT CONN |  |  | BUR KS22 | COPPER SPLIT BOLT CONNECTS | P | 1099.4 | 1319.28 | 956 | 765 | 219.67 | 1165.36 | C | COS564 | FAD0102
COM544 | 0 | 0 | LK | YC26C2 COPPER COMPR | CONNECT #1/0-2/0 TO #8-2 |  |  |  | COMPRESSION CONNECTORS | P | 22.76 | 27.31 | 19.79 | 15.83 | 0 | 24.13 | EA | COM544 | CO536
COM546 | 0 | 0 | LK | YPC2A8U (421-82) STREET | LIGHT CONNECTOR |  |  |  | COMPRESSION CONNECTORS | P | 4.31 | 5.18 | 3.75 | 3 | 0 | 4.57 | EA | COM546 | CO540
COM548 | 0 | 0 | LK | YGHP58C2W2 1/2 - 5/8"" | TO #6-2 GRD ROD TAP COMPR CON |  |  |  | COMPRESSION CONNECTORS | P | 30.23 | 36.28 | 26.29 | 21.03 | 29.16 | 32.04 | EA | COM548 | CO544
COS550 | 0 | 0 | LK | #6 COPPER SERVIT POST | CONNECT KC20 |  |  |  | COPPER SERVIT POST CONNECTS | P | 2561.05 | 3073.26 | 2227 | 1782 | 0 | 2714.71 | C | COS550 | CO550
COS552 | 1065.67 | 1065.67 | LK | #4 COPPER SERVIT POST | CONNECT KC22 |  |  |  | COPPER SERVIT POST CONNECTS | P | 4066.4 | 4879.68 | 3536 | 2829 | 2071.67 | 4310.38 | C | COS552 | CO552
COS554 | 1099.94 | 1415.2 | LK | #2 COPPER SERVIT POST | CONNECT KC23 |  |  |  | COPPER SERVIT POST CONNECTS | P | 4280.3 | 5136.36 | 3722 | 2978 | 2916 | 4537.12 | C | COS554 | CO554
COM518 | 0 | 0 | LK | YHD-250 (503-82) COMPRESSION |  |  |  |  | COMPRESSION CONNECTORS | P | 412.85 | 495.42 | 359 | 287 | 0 | 437.62 | C | COM518 | CO526
COM520 | 0 | 0 | LK | YHD-300 (504-82) COMPRESSION |  |  |  |  | COMPRESSION CONNECTORS | P | 400.2 | 480.24 | 348 | 278 | 0 | 424.21 | C | COM520 | CO528
COM520 | 0 | 0 | LK | YHD-300 (504-82) COMPRESSION |  |  |  |  | COMPRESSION CONNECTORS | P | 400.2 | 480.24 | 348 | 278 | 0 | 424.21 | C | COM520 | FAC0100
COM522 | 0 | 0 | LK | YHD-350 (505-82) COMPRESSION | CONNECTOR |  |  | BUR YHO2 | COMPRESSION CONNECTORS | P | 400.2 | 480.24 | 348 | 278 | 0 | 424.21 | C | COM522 | CO530
COM522 | 0 | 0 | LK | YHD-350 (505-82) COMPRESSION | CONNECTOR |  |  | BUR YHO2 | COMPRESSION CONNECTORS | P | 400.2 | 480.24 | 348 | 278 | 0 | 424.21 | C | COM522 | FAC0102
COM524 | 0 | 0 | LK | YHD-400 (507-82) COMPRESSION | CONNECTOR |  |  | BUR YHD4 | COMPRESSION CONNECTORS | P | 400.2 | 480.24 | 348 | 278 | 0 | 424.21 | C | COM524 | CO532
COM524 | 0 | 0 | LK | YHD-400 (507-82) COMPRESSION | CONNECTOR |  |  | BUR YHD4 | COMPRESSION CONNECTORS | P | 400.2 | 480.24 | 348 | 278 | 0 | 424.21 | C | COM524 | FAC0103
COM540 | 73.62 | 73.62 | LK | YC4C6 (301-82) COMPRESSION | CONNECTOR |  |  |  | COMPRESSION CONNECTORS | P | 692.3 | 830.76 | 602 | 482 | 143.12 | 733.84 | C | COM540 | CO534
COM542 | 0 | 0 | LK | YC2C2 COMPRESSION CONNECTOR |  |  |  |  | COMPRESSION CONNECTORS | P | 10.37 | 12.45 | 9.02 | 7.22 | 0 | 10.99 | EA | COM542 | CO535
COR492 | 0 | 680.77 | LK | 2 1/2" RIGID CONDUIT |  |  |  | GRC 2-1/2IN-GALV-STEEL CONDUIT | RIGID CONDUIT (GALVANIZED) | P | 2510.51 | 3012.61 | 2282.28 | 2054 | 1250.64 | 2314.03 | CFT | COR492 | BAA0700
COR492 | 0 | 680.77 | LK | 2 1/2" RIGID CONDUIT |  |  |  | GRC 2-1/2IN-GALV-STEEL CONDUIT | RIGID CONDUIT (GALVANIZED) | P | 2510.51 | 3012.61 | 2282.28 | 2054 | 1250.64 | 2314.03 | CFT | COR492 | CO492
COR494 | 0 | 1157.78 | LK | 3" RIGID CONDUIT |  |  |  | GRC 3IN-GALV-STEEL CONDUIT RIG | RIGID CONDUIT (GALVANIZED) | P | 2450.53 | 2940.64 | 2227.75 | 2005 | 1969.92 | 2597.56 | CFT | COR494 | BAA0800
COR494 | 0 | 1157.78 | LK | 3" RIGID CONDUIT |  |  |  | GRC 3IN-GALV-STEEL CONDUIT RIG | RIGID CONDUIT (GALVANIZED) | P | 2450.53 | 2940.64 | 2227.75 | 2005 | 1969.92 | 2597.56 | CFT | COR494 | CO494
COR496 | 0 | 1329.33 | LK | 4" RIGID CONDUIT |  |  |  | GRC 4IN-GALV-STEEL CONDUIT RIG | RIGID CONDUIT (GALVANIZED) | P | 3999.91 | 4799.89 | 3636.28 | 3273 | 2660 | 3686.87 | CFT | COR496 | BAA1000
COR496 | 0 | 1329.33 | LK | 4" RIGID CONDUIT |  |  |  | GRC 4IN-GALV-STEEL CONDUIT RIG | RIGID CONDUIT (GALVANIZED) | P | 3999.91 | 4799.89 | 3636.28 | 3273 | 2660 | 3686.87 | CFT | COR496 | CO496
COM512 | 0 | 0 | LK | YHO-100 (506-82) COMPRESSION |  |  |  |  | COMPRESSION CONNECTORS | P | 211.6 | 253.92 | 184 | 147 | 0 | 224.3 | C | COM512 | CO520
COM514 | 0 | 0 | LK | YHO-150 (508-82) COMPRESSION |  |  |  |  | COMPRESSION CONNECTORS | P | 255.3 | 306.36 | 222 | 178 | 0 | 270.62 | C | COM514 | CO522
COM516 | 0 | 0 | LK | YHD-200 (502-82) COMPRESSION |  |  |  |  | COMPRESSION CONNECTORS | P | 412.85 | 495.42 | 359 | 287 | 0 | 437.62 | C | COM516 | CO524
COR480 | 137 | 105.4735 | LK | 1/2" RIGID CONDUIT |  |  |  |  | RIGID CONDUIT (GALVANIZED) | P | 400.43 | 480.52 | 364.03 | 328 | 345.6 | 424.46 | CFT | COR480 | BAA0100
COR480 | 137 | 105.4735 | LK | 1/2" RIGID CONDUIT |  |  |  |  | RIGID CONDUIT (GALVANIZED) | P | 400.43 | 480.52 | 364.03 | 328 | 345.6 | 424.46 | CFT | COR480 | CO480
COR482 | 141 | 115.96 | LK | 3/4" RIGID CONDUIT |  |  |  | GRC 3/4IN-GALV-STEEL | RIGID CONDUIT (GALVANIZED) | P | 418.31 | 501.97 | 380.28 | 342 | 361.8 | 443.41 | CFT | COR482 | BAA0200
COR482 | 141 | 115.96 | LK | 3/4" RIGID CONDUIT |  |  |  | GRC 3/4IN-GALV-STEEL | RIGID CONDUIT (GALVANIZED) | P | 418.31 | 501.97 | 380.28 | 342 | 361.8 | 443.41 | CFT | COR482 | CO482
COR482 | 141 | 115.96 | LK | 3/4" RIGID CONDUIT |  |  |  | GRC 3/4IN-GALV-STEEL | RIGID CONDUIT (GALVANIZED) | P | 418.31 | 501.97 | 380.28 | 342 | 361.8 | 443.41 | CFT | COR482 | EPIC CO135
COR482 | 141 | 115.96 | LK | 3/4" RIGID CONDUIT |  |  |  | GRC 3/4IN-GALV-STEEL | RIGID CONDUIT (GALVANIZED) | P | 418.31 | 501.97 | 380.28 | 342 | 361.8 | 443.41 | CFT | COR482 | GRC
COR484 | 214 | 199.98 | LK | 1" RIGID CONDUIT |  |  |  | GRC 1IN-GALV-STEEL CONDUIT | RIGID CONDUIT (GALVANIZED) | P | 599.21 | 719.05 | 544.74 | 490 | 567 | 635.16 | CFT | COR484 | BAA0300
COR484 | 214 | 199.98 | LK | 1" RIGID CONDUIT |  |  |  | GRC 1IN-GALV-STEEL CONDUIT | RIGID CONDUIT (GALVANIZED) | P | 599.21 | 719.05 | 544.74 | 490 | 567 | 635.16 | CFT | COR484 | CO484
COR484 | 214 | 199.98 | LK | 1" RIGID CONDUIT |  |  |  | GRC 1IN-GALV-STEEL CONDUIT | RIGID CONDUIT (GALVANIZED) | P | 599.21 | 719.05 | 544.74 | 490 | 567 | 635.16 | CFT | COR484 | EPIC CO210
COR486 | 0 | 305.5 | LK | 1 1/4" RIGID CONDUIT |  |  |  | GRC 1-1/4IN-GALV-STEEL CONDUIT | RIGID CONDUIT (GALVANIZED) | P | 998.68 | 1198.42 | 907.89 | 817 | 756.57 | 920.53 | CFT | COR486 | BAA0400
COR486 | 0 | 305.5 | LK | 1 1/4" RIGID CONDUIT |  |  |  | GRC 1-1/4IN-GALV-STEEL CONDUIT | RIGID CONDUIT (GALVANIZED) | P | 998.68 | 1198.42 | 907.89 | 817 | 756.57 | 920.53 | CFT | COR486 | CO486
COR490 | 424 | 364 | LK | 2" RIGID CONDUIT |  |  |  | GRC 2IN-GALV-STEEL | RIGID CONDUIT (GALVANIZED) | P | 1165.97 | 1399.16 | 1059.97 | 954 | 1209.6 | 1235.93 | CFT | COR490 | BAA0600
COR490 | 424 | 364 | LK | 2" RIGID CONDUIT |  |  |  | GRC 2IN-GALV-STEEL | RIGID CONDUIT (GALVANIZED) | P | 1165.97 | 1399.16 | 1059.97 | 954 | 1209.6 | 1235.93 | CFT | COR490 | CO490
COB460 | 0 | 489 | LK | 1 1/4" PVC COATED CONDUIT |  |  |  | THM COND1-14-G (Rob Roy) | PVC COATED CONDUIT (40 MIL) | P | 1253.02 | 1503.62 | 1089.58 | 981 | 950.62 | 1328.2 | CFT | COB460 | BAL0400
COB460 | 0 | 489 | LK | 1 1/4" PVC COATED CONDUIT |  |  |  | THM COND1-14-G (Rob Roy) | PVC COATED CONDUIT (40 MIL) | P | 1253.02 | 1503.62 | 1089.58 | 981 | 950.62 | 1328.2 | CFT | COB460 | CO460
COB462 | 0 | 603.9 | LK | 1 1/2" PVC COATED CONDUIT |  |  |  |  | PVC COATED CONDUIT (40 MIL) | P | 1523.88 | 1828.66 | 1325.11 | 1193 | 0 | 1523.88 | CFT | COB462 | BAL0500
COB462 | 0 | 603.9 | LK | 1 1/2" PVC COATED CONDUIT |  |  |  |  | PVC COATED CONDUIT (40 MIL) | P | 1523.88 | 1828.66 | 1325.11 | 1193 | 0 | 1523.88 | CFT | COB462 | CO462
COB464 | 0 | 1077 | LK | 2" PVC COATED CONDUIT |  |  |  | THM COND2-G OCAL (Rob Roy) | PVC COATED CONDUIT (40 MIL) | P | 1987.91 | 2385.49 | 1728.62 | 1556 | 2107.18 | 2107.18 | CFT | COB464 | BAL0600
COB464 | 0 | 1077 | LK | 2" PVC COATED CONDUIT |  |  |  | THM COND2-G OCAL (Rob Roy) | PVC COATED CONDUIT (40 MIL) | P | 1987.91 | 2385.49 | 1728.62 | 1556 | 2107.18 | 2107.18 | CFT | COB464 | CO464
COB466 | 0 | 0 | LK | 2 1/2" PVC COATED CONDUIT |  |  |  | THM COND2-12-G OCAL (Rob Roy) | PVC COATED CONDUIT (40 MIL) | P | 3010.39 | 3612.47 | 2617.73 | 2356 | 148.5 | 3010.39 | CFT | COB466 | BAL0700
COB466 | 0 | 0 | LK | 2 1/2" PVC COATED CONDUIT |  |  |  | THM COND2-12-G OCAL (Rob Roy) | PVC COATED CONDUIT (40 MIL) | P | 3010.39 | 3612.47 | 2617.73 | 2356 | 148.5 | 3010.39 | CFT | COB466 | CO466
COB468 | 0 | 2943.76 | LK | 3" PVC COATED CONDUIT |  |  |  | THM COND3-G OCAL (Rob Roy) | PVC COATED CONDUIT (40 MIL) | P | 3800.14 | 4560.17 | 3304.47 | 2974 | 0 | 4916.41 | CFT | COB468 | BAL0800
COB468 | 0 | 2943.76 | LK | 3" PVC COATED CONDUIT |  |  |  | THM COND3-G OCAL (Rob Roy) | PVC COATED CONDUIT (40 MIL) | P | 3800.14 | 4560.17 | 3304.47 | 2974 | 0 | 4916.41 | CFT | COB468 | CO468
COB470 | 0 | 3031.87 | LK | 4" PVC COATED CONDUIT |  |  |  | THM COND4-G OCAL (Rob Roy) | PVC COATED CONDUIT (40 MIL) | P | 5477.43 | 6572.92 | 4762.98 | 4287 | 621 | 5477.43 | CFT | COB470 | BAL1000
COB470 | 0 | 3031.87 | LK | 4" PVC COATED CONDUIT |  |  |  | THM COND4-G OCAL (Rob Roy) | PVC COATED CONDUIT (40 MIL) | P | 5477.43 | 6572.92 | 4762.98 | 4287 | 621 | 5477.43 | CFT | COB470 | CO470
COP434 | 194 | 131.9 | LK | 2 1/2" PVC CONDUIT SCHEDULE 4 |  |  |  |  | PVC CONDUIT SCHEDULE 40 | P | 241.29 | 289.55 | 188.84 | 189 | 377.14 | 377.14 | CFT | COP434 | CO434
COP436 | 109.78 | 250 | LK | 3" PVC CONDUIT SCHEDULE 40 |  |  |  |  | PVC CONDUIT SCHEDULE 40 | P | 310.91 | 373.09 | 270.36 | 270 | 486 | 486 | CFT | COP436 | BAD0800
COP438 | 0 | 232.4292 | LK | 4" PVC CONDUIT SCHEDULE 40 |  |  |  | EPVC SCH40-4IN-10FT-PVC-CONDUI | PVC CONDUIT SCHEDULE 40 | P | 438.6 | 526.32 | 381.39 | 381 | 632 | 550 | CFT | COP438 | BAD1000
COP438 | 0 | 232.4292 | LK | 4" PVC CONDUIT SCHEDULE 40 |  |  |  | EPVC SCH40-4IN-10FT-PVC-CONDUI | PVC CONDUIT SCHEDULE 40 | P | 438.6 | 526.32 | 381.39 | 381 | 632 | 550 | CFT | COP438 | CO438
COB454 | 0 | 220.74 | LK | 1/2" PVC COATED CONDUIT | (40 MIL) |  |  | THM COND12-G OCAL (Rob Roy) | PVC COATED CONDUIT (40 MIL) | P | 659.67 | 791.6 | 573.63 | 516 | 0 | 659.67 | CFT | COB454 | BAL0100
COB454 | 0 | 220.74 | LK | 1/2" PVC COATED CONDUIT | (40 MIL) |  |  | THM COND12-G OCAL (Rob Roy) | PVC COATED CONDUIT (40 MIL) | P | 659.67 | 791.6 | 573.63 | 516 | 0 | 659.67 | CFT | COB454 | CO454
COB456 | 0 | 504.01 | LK | 3/4" PVC COATED CONDUIT |  |  |  | THM COND34-G OCAL (Rob Roy) | PVC COATED CONDUIT (40 MIL) | P | 764.8 | 917.76 | 665.04 | 599 | 0 | 841.7 | CFT | COB456 | BAL0200
COB456 | 0 | 504.01 | LK | 3/4" PVC COATED CONDUIT |  |  |  | THM COND34-G OCAL (Rob Roy) | PVC COATED CONDUIT (40 MIL) | P | 764.8 | 917.76 | 665.04 | 599 | 0 | 841.7 | CFT | COB456 | CO456
COB458 | 0 | 340 | LK | 1" PVC COATED CONDUIT |  |  |  | THM COND1-G OCAL (Rob Roy) | PVC COATED CONDUIT (40 MIL) | P | 990.14 | 1188.17 | 860.99 | 775 | 612 | 1049.55 | CFT | COB458 | BAL0300
COB458 | 0 | 340 | LK | 1" PVC COATED CONDUIT |  |  |  | THM COND1-G OCAL (Rob Roy) | PVC COATED CONDUIT (40 MIL) | P | 990.14 | 1188.17 | 860.99 | 775 | 612 | 1049.55 | CFT | COB458 | CO458
COP420 | 0 | 19.7 | LK | 1/2" PVC CONDUIT SCHEDULE 40 |  |  |  |  | PVC CONDUIT SCHEDULE 40 | P | 39.62 | 47.54 | 34.45 | 34 | 48.6 | 48.6 | CFT | COP420 | BAD0100
COP420 | 0 | 19.7 | LK | 1/2" PVC CONDUIT SCHEDULE 40 |  |  |  |  | PVC CONDUIT SCHEDULE 40 | P | 39.62 | 47.54 | 34.45 | 34 | 48.6 | 48.6 | CFT | COP420 | CO420
COP422 | 44 | 26.6632 | LK | 3/4" PVC CONDUIT SCHEDULE 40 |  |  |  |  | PVC CONDUIT SCHEDULE 40 | P | 45.91 | 55.09 | 39.92 | 40 | 85.54 | 85.54 | CFT | COP422 | BAD0200
COP422 | 44 | 26.6632 | LK | 3/4" PVC CONDUIT SCHEDULE 40 |  |  |  |  | PVC CONDUIT SCHEDULE 40 | P | 45.91 | 55.09 | 39.92 | 40 | 85.54 | 85.54 | CFT | COP422 | CO422
COP426 | 60 | 40.9008 | LK | 1" PVC CONDUIT SCHEDULE 40 |  |  |  |  | PVC CONDUIT SCHEDULE 40 | P | 67 | 80.4 | 58.26 | 58 | 162 | 162 | CFT | COP426 | BAD0300
COP426 | 60 | 40.9008 | LK | 1" PVC CONDUIT SCHEDULE 40 |  |  |  |  | PVC CONDUIT SCHEDULE 40 | P | 67 | 80.4 | 58.26 | 58 | 162 | 162 | CFT | COP426 | CO426
COP426 | 60 | 40.9008 | LK | 1" PVC CONDUIT SCHEDULE 40 |  |  |  |  | PVC CONDUIT SCHEDULE 40 | P | 67 | 80.4 | 58.26 | 58 | 162 | 162 | CFT | COP426 | PT039
COP428 | 25.86 | 56.1824 | LK | 1 1/4" PVC CONDUIT SCHEDULE 40 |  |  |  |  | PVC CONDUIT SCHEDULE 40 | P | 103.39 | 124.07 | 89.9 | 90 | 162 | 162 | CFT | COP428 | BAD0400
COP428 | 25.86 | 56.1824 | LK | 1 1/4" PVC CONDUIT SCHEDULE 40 |  |  |  |  | PVC CONDUIT SCHEDULE 40 | P | 103.39 | 124.07 | 89.9 | 90 | 162 | 162 | CFT | COP428 | CO428
COP430 | 67.56 | 59.8713 | LK | 1 1/2" PVC CONDUIT SCHEDULE 4 |  |  |  |  | PVC CONDUIT SCHEDULE 40 | P | 119.97 | 143.96 | 104.32 | 104 | 199.8 | 199.8 | CFT | COP430 | BAD0500
COP430 | 67.56 | 59.8713 | LK | 1 1/2" PVC CONDUIT SCHEDULE 4 |  |  |  |  | PVC CONDUIT SCHEDULE 40 | P | 119.97 | 143.96 | 104.32 | 104 | 199.8 | 199.8 | CFT | COP430 | CO430
COP432 | 115 | 79.3197 | LK | 2" PVC CONDUIT SCHEDULE 40 |  |  |  |  | PVC CONDUIT SCHEDULE 40 | P | 142.17 | 170.6 | 123.63 | 124 | 183.6 | 183.6 | CFT | COP432 | BAD0600
COP432 | 115 | 79.3197 | LK | 2" PVC CONDUIT SCHEDULE 40 |  |  |  |  | PVC CONDUIT SCHEDULE 40 | P | 142.17 | 170.6 | 123.63 | 124 | 183.6 | 183.6 | CFT | COP432 | CO432
COF406 | 131.1 | 420 | LK | 1 1/4" SEALTITE CONDUIT | EXTRA FLEXIBLE |  |  |  | SEALTITE FLEX CONDUIT EXTRA FLEXIBLE (EF) | P | 1076.25 | 1291.5 | 861 | 689 | 783 | 1140.83 | CFT | COF406 | CO406
COF408 | 247.52 | 443.23 | LK | 1 1/2" SEALTITE CONDUIT | EXTRA FLEXIBLE |  |  |  | SEALTITE FLEX CONDUIT EXTRA FLEXIBLE (EF) | P | 1251.25 | 1501.5 | 1001 | 801 | 891 | 1326.33 | CFT | COF408 | CO408
COF410 | 0 | 617.9167 | LK | 2" SEALTITE CONDUIT | EXTRA FLEXIBLE |  |  |  | SEALTITE FLEX CONDUIT EXTRA FLEXIBLE (EF) | P | 1558.75 | 2870.5 | 1247 | 998 | 1317.6 | 1652.28 | CFT | COF410 | CO410
COF412 | 0 | 0 | LK | 2 1/2" SEALTITE CONDUIT | EXTRA FLEXIBLE |  |  |  | SEALTITE FLEX CONDUIT EXTRA FLEXIBLE (EF) | P | 2667.5 | 3201 | 2134 | 1814 | 2268 | 2827.55 | CFT | COF412 | CO412
COF414 | 0 | 12512.6 | LK | 3" SEALTITE CONDUIT | EXTRA FLEXIBLE |  |  |  | SEALTITE FLEX CONDUIT EXTRA FLEXIBLE (EF) | P | 3685 | 4422 | 2948 | 2506 | 2711.88 | 3906.1 | CFT | COF414 | CO414
COF416 | 0 | 0 | LK | 4" SEALTITE CONDUIT | EXTRA FLEXIBLE |  |  |  | SEALTITE FLEX CONDUIT EXTRA FLEXIBLE (EF) | P | 5577.5 | 6693 | 4462 | 3793 | 0 | 5912.15 | CFT | COF416 | CO416
COE388 | 87.8 | 143.6667 | LK | 1 1/2" EMT CONDUIT |  |  |  | EMT 1-1/2 CONDUIT | EMT CONDUIT | P | 505.58 | 606.7 | 459.62 | 414 | 170.68 | 466.02 | CFT | COE388 | BAC0500
COE388 | 87.8 | 143.6667 | LK | 1 1/2" EMT CONDUIT |  |  |  | EMT 1-1/2 CONDUIT | EMT CONDUIT | P | 505.58 | 606.7 | 459.62 | 414 | 170.68 | 466.02 | CFT | COE388 | CO388
COE390 | 156.98 | 181.8833 | LK | 2" EMT CONDUIT |  |  |  | EMT 2 EMT CONDUIT | EMT CONDUIT | P | 599.71 | 719.65 | 545.19 | 491 | 351 | 552.78 | CFT | COE390 | BAC0600
COE390 | 156.98 | 181.8833 | LK | 2" EMT CONDUIT |  |  |  | EMT 2 EMT CONDUIT | EMT CONDUIT | P | 599.71 | 719.65 | 545.19 | 491 | 351 | 552.78 | CFT | COE390 | CO390
COF400 | 120 | 120.44 | LK | 1/2" SEALTITE CONDUIT | EXTRA FLEXIBLE |  |  |  | SEALTITE FLEX CONDUIT EXTRA FLEXIBLE (EF) | P | 371.25 | 445.5 | 297 | 238 | 270 | 393.53 | CFT | COF400 | CO400
COF402 | 165 | 184.1176 | LK | 3/4" SEALTITE CONDUIT | EXTRA FLEXIBLE |  |  |  | SEALTITE FLEX CONDUIT EXTRA FLEXIBLE (EF) | P | 521.25 | 625.5 | 417 | 334 | 351 | 552.53 | CFT | COF402 | CO402
COF404 | 101.73 | 254.8 | LK | 1" SEALTITE CONDUIT | EXTRA FLEXIBLE |  |  |  | SEALTITE FLEX CONDUIT EXTRA FLEXIBLE (EF) | P | 785 | 942 | 628 | 502 | 631.8 | 832.1 | CFT | COF404 | CO404
COIQ360 | 0 | 0 | LK | SIZE 4 VACUUM COIL 120V | 9998WF120 | NEW STYLE SQD |  |  | SQUARE D (NEW STYLE) | P | 732 | 878.4 | 732 | 732 | 0 | 768.6 | EA | COIQ360 | CO360
COIQ361 | 0 | 0 | LK | SIZE 4 VACUUM COIL 480V | 9998WF480 | NEW STYLE SQD |  |  | SQUARE D (NEW STYLE) | P | 732 | 878.4 | 732 | 732 | 0 | 768.6 | EA | COIQ361 | CO361
COK370 | 0 | 0 | LK | COKE BREEZE - 50 LBS. | (GROUND ENHANCER) |  |  |  | COKE BREEZE | P | 41.89 | 50.27 | 41.89 | 37.7 | 0 | 43.98 | EA | COK370 | BORDER STATES 181597
COK370 | 0 | 0 | LK | COKE BREEZE - 50 LBS. | (GROUND ENHANCER) |  |  |  | COKE BREEZE | P | 41.89 | 50.27 | 41.89 | 37.7 | 0 | 43.98 | EA | COK370 | CO370
COK370 | 0 | 0 | LK | COKE BREEZE - 50 LBS. | (GROUND ENHANCER) |  |  |  | COKE BREEZE | P | 41.89 | 50.27 | 41.89 | 37.7 | 0 | 43.98 | EA | COK370 | GEM25A
COE380 | 19 | 25.54 | LK | 1/2" EMT CONDUIT |  |  |  | EMT 1/2IN EMT CONDUIT | EMT CONDUIT | P | 98.67 | 118.4 | 89.7 | 81 | 59.4 | 90.95 | CFT | COE380 | BAC0100
COE380 | 19 | 25.54 | LK | 1/2" EMT CONDUIT |  |  |  | EMT 1/2IN EMT CONDUIT | EMT CONDUIT | P | 98.67 | 118.4 | 89.7 | 81 | 59.4 | 90.95 | CFT | COE380 | CO380
COE382 | 40 | 43.0485 | LK | 3/4" EMT CONDUIT |  |  |  | EMT 3/4IN EMT CONDUIT | EMT CONDUIT | P | 154.53 | 185.44 | 140.48 | 126 | 81 | 142.44 | CFT | COE382 | BAC0200
COE382 | 40 | 43.0485 | LK | 3/4" EMT CONDUIT |  |  |  | EMT 3/4IN EMT CONDUIT | EMT CONDUIT | P | 154.53 | 185.44 | 140.48 | 126 | 81 | 142.44 | CFT | COE382 | CO382
COE384 | 71 | 71.9412 | LK | 1" EMT CONDUIT |  |  |  | EMT 1IN EMT CONDUIT | EMT CONDUIT | P | 257.48 | 308.98 | 234.07 | 211 | 138.02 | 237.32 | CFT | COE384 | BAC0300
COE384 | 71 | 71.9412 | LK | 1" EMT CONDUIT |  |  |  | EMT 1IN EMT CONDUIT | EMT CONDUIT | P | 257.48 | 308.98 | 234.07 | 211 | 138.02 | 237.32 | CFT | COE384 | CO384
COE386 | 0 | 117.2 | LK | 1 1/4" EMT CONDUIT |  |  |  | EMT 1-1/4 EMT CONDUIT | EMT CONDUIT | P | 406.25 | 487.5 | 369.32 | 332 | 186.53 | 374.47 | CFT | COE386 | BAC0400
COE386 | 0 | 117.2 | LK | 1 1/4" EMT CONDUIT |  |  |  | EMT 1-1/4 EMT CONDUIT | EMT CONDUIT | P | 406.25 | 487.5 | 369.32 | 332 | 186.53 | 374.47 | CFT | COE386 | CO386
COIQ352 | 125.43 | 107.3967 | LK | 31063-409-38 SIZE 2 COIL 120V | NEW STYLE SQD |  |  |  | SQUARE D (NEW STYLE) | P | 140 | 168 | 140 | 140 | 275.4 | 275.4 | EA | COIQ352 | CO352
COIQ353 | 0 | 105.17 | LK | 31063-409-57 SIZE 2 COIL 480V | NEW STYLE SQD |  |  |  | SQUARE D (NEW STYLE) | P | 140 | 168 | 140 | 140 | 275.4 | 275.4 | EA | COIQ353 | CO353
COIQ354 | 227.57 | 225.47 | LK | 31074-400-38 SIZE 3 COIL 120V | NEW STYLE SQD |  |  |  | SQUARE D (NEW STYLE) | P | 254 | 304.8 | 254 | 254 | 442.4 | 434.21 | EA | COIQ354 | CO354
COIQ355 | 0 | 0 | LK | 31074-400-57 SIZE 3 COIL 480V | NEW STYLE SQD |  |  |  | SQUARE D (NEW STYLE) | P | 254 | 304.8 | 254 | 254 | 0 | 434.21 | EA | COIQ355 | CO355
COIQ356 | 227.57 | 223.37 | LK | 31091-400-38 SIZE 4 COIL 120V | NEW STYLE SQD |  |  |  | SQUARE D (NEW STYLE) | P | 254 | 304.8 | 254 | 254 | 442.4 | 442.4 | EA | COIQ356 | CO356
COIQ357 | 0 | 0 | LK | 31091-400-57 SIZE 4 COIL 480V | NEW STYLE SQD |  |  |  | SQUARE D (NEW STYLE) | P | 254 | 304.8 | 254 | 254 | 0 | 434.21 | EA | COIQ357 | CO357
COIG306 | 127.29 | 127.29 | LK | 55-501463G002 SIZE 4 COIL 120V | NEW STYLE GE |  |  |  | GENERAL ELECTRIC (NEW STYLE) | P | 636.96 | 764.35 | 553.88 | 553.88 | 247.45 | 618.15 | EA | COIG306 | CO306
COIG307 | 127.29 | 127.29 | LK | 55-501463G004 SIZE 4 COIL 480V | NEW STYLE GE |  |  |  | GENERAL ELECTRIC (NEW STYLE) | P | 636.96 | 764.35 | 553.88 | 553.88 | 247.45 | 618.15 | EA | COIG307 | CO307
COIQ350 | 87.8 | 88.6016 | LK | 31041-400-42 SIZE 1 COIL 120V | NEW STYLE SQD |  |  |  | SQUARE D (NEW STYLE) | P | 98 | 117.6 | 98 | 98 | 170.68 | 186.05 | EA | COIQ350 | CO350
COIQ351 | 87.8 | 86.585 | LK | 31041-400-61 SIZE 1 COIL 480V | NEW STYLE SQD |  |  |  | SQUARE D (NEW STYLE) | P | 98 | 117.6 | 98 | 98 | 170.68 | 186.05 | EA | COIQ351 | CO351
COIG299 | 0 | 0 | LK | 15D21G002 SIZE 0-1 COIL 120 | NEW STYLE GE |  |  |  | GENERAL ELECTRIC (NEW STYLE) | P | 179.73 | 215.68 | 156.29 | 156.29 | 0 | 174.43 | EA | COIG299 | CO299
COIG300 | 0 | 0 | LK | 15D21G004 SIZE 0-1 COIL 480V | NEW STYLE GE |  |  |  | GENERAL ELECTRIC (NEW STYLE) | P | 179.73 | 215.68 | 156.29 | 156.29 | 0 | 174.43 | EA | COIG300 | CO300
COIG302 | 199.86 | 199.86 | LK | 15D22G002 SIZE 2 COIL 120V GE | NEW STYLE |  |  |  | GENERAL ELECTRIC (NEW STYLE) | P | 255.41 | 306.49 | 222.1 | 222.1 | 388.53 | 388.53 | EA | COIG302 | CO302
COIG303 | 0 | 0 | LK | GE SIZE 1 OR 2 460V COIL | NEW STYLE |  |  | GE SZ1 OR 2 460V | GENERAL ELECTRIC (NEW STYLE) | P | 247.87 | 297.45 | 215.54 | 215.54 | 0 | 388.53 | EA | COIG303 | CO303
COIG303 | 0 | 0 | LK | GE SIZE 1 OR 2 460V COIL | NEW STYLE |  |  | GE SZ1 OR 2 460V | GENERAL ELECTRIC (NEW STYLE) | P | 247.87 | 297.45 | 215.54 | 215.54 | 0 | 388.53 | EA | COIG303 | JAO0301
COIG304 | 0 | 0 | LK | 55-501336G002 SIZE 3 COIL 120V | NEW STYLE GE |  |  | GE 55-501336G002 | GENERAL ELECTRIC (NEW STYLE) | P | 466.69 | 560.03 | 405.82 | 405.82 | 0 | 452.9 | EA | COIG304 | CO304
COIG304 | 0 | 0 | LK | 55-501336G002 SIZE 3 COIL 120V | NEW STYLE GE |  |  | GE 55-501336G002 | GENERAL ELECTRIC (NEW STYLE) | P | 466.69 | 560.03 | 405.82 | 405.82 | 0 | 452.9 | EA | COIG304 | JAA0300
COIG305 | 0 | 0 | LK | COIL GE SZ 3 OR 4 480V | NEW STYLE GE |  |  | GE 55501336G4 | GENERAL ELECTRIC (NEW STYLE) | P | 466.69 | 560.03 | 405.82 | 405.82 | 0 | 452.9 | EA | COIG305 | CO305
COIG305 | 0 | 0 | LK | COIL GE SZ 3 OR 4 480V | NEW STYLE GE |  |  | GE 55501336G4 | GENERAL ELECTRIC (NEW STYLE) | P | 466.69 | 560.03 | 405.82 | 405.82 | 0 | 452.9 | EA | COIG305 | JAO0303
COIS260 | 0 | 0 | LK | 75D73070A SIZE 00-2 1/2 | COIL 120V SIEMANS/FURNAS |  |  |  | SIEMANS/FURNAS | P | 101.2 | 121.44 | 88 | 88 | 0 | 106.26 | EA | COIS260 | CO260
COIS261 | 0 | 0 | LK | 75D73070C SIZE 00-2 1/2 | COIL 480V SIEMANS/FURNAS |  |  |  | SIEMANS/FURNAS | P | 101.2 | 121.44 | 88 | 88 | 0 | 106.26 | EA | COIS261 | CO261
COIS262 | 0 | 0 | LK | 75D73251A SIZE 3 COIL | 120V SIEMANS/FURNAS |  |  |  | SIEMANS/FURNAS | P | 223.1 | 267.72 | 194 | 194 | 0 | 234.26 | EA | COIS262 | CO262
COIS263 | 0 | 0 | LK | 75D73251C SIZE 3 COIL | 480V SIEMANS/FURNAS |  |  |  | SIEMANS/FURNAS | P | 223.1 | 267.72 | 194 | 194 | 0 | 234.26 | EA | COIS263 | CO263
COIS264 | 0 | 0 | LK | 75D70131A SIZE 4 COIL | 120V SIEMANS/FURNAS |  |  |  | SIEMANS/FURNAS | P | 259.9 | 311.88 | 226 | 226 | 0 | 272.9 | EA | COIS264 | CO264
COIS265 | 0 | 0 | LK | 75D70131C SIZE 4 COIL | 480V SIEMANS/FURNAS |  |  |  | SIEMANS/FURNAS | P | 259.9 | 311.88 | 226 | 226 | 0 | 272.9 | EA | COIS265 | CO265
COIC230 | 0 | 0 | LK | 505C806G13 (W) SIZE 0, 1 2 | 480 V COIL |  |  |  | (C-H) - TYPE A (NEW STYLE) | P | 253.08 | 303.7 | 216.6 | 216.6 | 0 | 253.08 | EA | COIC230 | CO230
COIC233 | 0 | 0 | LK | COIL WH SZ 3 OR 4 120V | COIL |  |  | GE 505C633G01 | (C-H) - TYPE A (NEW STYLE) | P | 559.44 | 671.33 | 478.8 | 478.8 | 0 | 559.44 | EA | COIC233 | CO233
COIC233 | 0 | 0 | LK | COIL WH SZ 3 OR 4 120V | COIL |  |  | GE 505C633G01 | (C-H) - TYPE A (NEW STYLE) | P | 559.44 | 671.33 | 478.8 | 478.8 | 0 | 559.44 | EA | COIC233 | JAO1303
COIC234 | 0 | 0 | LK | COIL WH SZ 3 OR 4 480V |  |  |  | GE 5250C79G13 | (C-H) - TYPE A (NEW STYLE) | P | 559.44 | 671.33 | 478.8 | 478.8 | 0 | 559.44 | EA | COIC234 | CO234
COIC234 | 0 | 0 | LK | COIL WH SZ 3 OR 4 480V |  |  |  | GE 5250C79G13 | (C-H) - TYPE A (NEW STYLE) | P | 559.44 | 671.33 | 478.8 | 478.8 | 0 | 559.44 | EA | COIC234 | JAO1304
COIC236 | 0 | 0 | LK | COIL-CIR-120V KIT SIZE 4 VAC | CH TYPE A | NEW STYLE |  |  | (C-H) - TYPE A (NEW STYLE) | P | 732 | 878.4 | 732 | 732 | 0 | 732 | EA | COIC236 | CO236
COIC239 | 0 | 0 | LK | 5250C79G01 (W) SIZE 4 120V | COIL |  |  |  | (C-H) - TYPE K (NEW STYLE) | P | 559.44 | 671.33 | 478.8 | 478.8 | 0 | 559.44 | EA | COIC239 | CO239
COIC240 | 0 | 0 | LK | 5250C79G13 (W) SIZE 4 480V | COIL |  |  |  | (C-H) - TYPE K (NEW STYLE) | P | 559.44 | 671.33 | 478.8 | 478.8 | 0 | 559.44 | EA | COIC240 | CO240
COIC217 | 0 | 0 | LK | 9-1891-3 SIZE 4-5 COIL 480V CH | NEW STYLE |  |  |  | CH (NEW STYLE) | P | 307.47 | 368.96 | 307.47 | 307.47 | 0 | 307.47 | EA | COIC217 | CO217
COIC220 | 0 | 0 | LK | 9-1323-68 SIZE 1 120V COIL CH | OLD STYLE |  |  |  | CUTLER HAMMER (OLD STYLE) | P | 523.92 | 628.7 | 448.4 | 448.4 | 0 | 523.92 | EA | COIC220 | CO220
COIC224 | 0 | 0 | LK | 9-1360-41 SIZE 3 OR 4 120V | CUTLER HAMMER COIL | OLD STYLE |  |  | CH (OLD STYLE) | P | 693.75 | 832.5 | 593.75 | 593.75 | 0 | 693.75 | EA | COIC224 | CO224
COIC229 | 0 | 0 | LK | 505C806G001 (W) SIZE 0, 1, 2 | 120V COIL |  |  |  | (C-H) - TYPE A (NEW STYLE) | P | 253.08 | 303.7 | 216.6 | 216.6 | 0 | 253.08 | EA | COIC229 | CO229
COIC211 | 70.24 | 70.24 | LK | 9-1887-3 SIZE 1 COIL 480V CH | NEW STYLE |  |  |  | CUTLER HAMMER (NEW STYLE) | P | 194.67 | 233.6 | 194.67 | 194.67 | 136.54 | 194.67 | EA | COIC211 | CO211
COIC212 | 0 | 0 | LK | 9-2526-1 SIZE 2 COIL 120V CH | NEW STYLE |  |  |  | CUTLER HAMMER (NEW STYLE) | P | 232.47 | 278.96 | 232.47 | 232.47 | 0 | 232.47 | EA | COIC212 | CO212
COIC213 | 0 | 0 | LK | 9-2526-3 SIZE 2 COIL 480V CH | NEW STYLE |  |  |  | CUTLER HAMMER (NEW STYLE) | P | 232.47 | 278.96 | 232.47 | 232.47 | 0 | 232.47 | EA | COIC213 | CO213
COIC214 | 0 | 0 | LK | 9-1889-1 SIZE 3 COIL 120V CH | NEW STYLE |  |  |  | CUTLER HAMMER (NEW STYLE) | P | 285 | 342 | 285 | 285 | 0 | 285 | EA | COIC214 | CO214
COIC215 | 0 | 0 | LK | 9-1889-3 SIZE 3 COIL 480V CH | NEW STYLE |  |  |  | CUTLER HAMMER (NEW STYLE) | P | 285 | 342 | 285 | 285 | 0 | 285 | EA | COIC215 | CO215
COIC200 | 0 | 0 | LK | 9-3285-1 (9-2703-1) SIZE 1-2 | CUTLER HAMMER COIL |  |  |  | CH (FREEDOM SERIES) | P | 247.53 | 297.04 | 211.85 | 211.85 | 0 | 247.53 | EA | COIC200 | CO200
COIC201 | 0 | 88.01 | LK | 9-3285-3 (9-2703-3) SIZE 1-2 | CUTLER HAMMER COIL |  |  |  | CH (FREEDOM SERIES) | P | 174.27 | 209.12 | 174.27 | 174.27 | 184.73 | 184.73 | EA | COIC201 | CO201
COIC202 | 0 | 0 | LK | 9-2756-1 SIZE 3 COIL 120V CH | (FREEDOM SERIES) |  |  |  | CH (FREEDOM SERIES) | P | 395.16 | 474.19 | 338.2 | 338.2 | 0 | 395.16 | EA | COIC202 | CO202
COIC203 | 0 | 0 | LK | 9-2756-3 SIZE 3 COIL 480V CH | (FREEDOM SERIES) |  |  |  | CH (FREEDOM SERIES) | P | 395.16 | 474.19 | 338.2 | 338.2 | 0 | 395.16 | EA | COIC203 | CO203
COIC210 | 70.24 | 70.24 | LK | 9-1887-1 SIZE 1 COIL 120V CH | NEW STYLE |  |  |  | CUTLER HAMMER (NEW STYLE) | P | 194.67 | 233.6 | 194.67 | 194.67 | 136.54 | 194.67 | EA | COIC210 | CO210
CLO508 | 0 | 0 | LK | GRASSLIN #GMXSTO120 | 24 HR. TIME CLOCK AND ENCLOSU |  |  |  | CLOCKS | P | 60 | 72 | 60 | 54 | 0 | 60 | EA | CLO508 | CL508
CLO512 | 0 | 0 | LK | GRASSLIN CLOCK #M1L72ASTUZ120 | 24 HR. TIME CLOCK |  |  |  | CLOCKS | P | 55 | 66 | 55 | 49.5 | 0 | 55 | EA | CLO512 | CL512
CLO536 | 0 | 0 | LK | TORK METAL CLOCK ENCLOSURE |  |  |  |  | CLOCK ENCLOSURES AND COVERS | P | 88.57 | 106.28 | 88.57 | 79.72 | 0 | 84.35 | EA | CLO536 | CL536
CLA404 | 0 | 315.33 | LK | 5/8" 3-BOLT CLAMP |  |  |  |  | 3-BOLT CLAMPS | P | 1339.75 | 1607.7 | 1165 | 1049 | 0 | 1339.75 | C | CLA404 | CL404
CLE440 | 0 | 6.577 | LK | 1 PINT CAN PVC CLEANER |  |  |  |  | PVC CLEANER | P | 40.43 | 48.52 | 25.27 | 22.74 | 39.64 | 39.64 | EA | CLE440 | CL440
CLE450 | 0 | 260 | LK | #468 STANDARD CLEVIS |  |  |  |  | CLEVISES | P | 584.2 | 701.04 | 508 | 508 | 0 | 584.2 | C | CLE450 | CL450
CLI460 | 0 | 54.49 | LK | 3/8" GUY CLIP #6454 |  |  |  |  | GUY CLIPS | P | 128.8 | 154.56 | 112 | 101 | 0 | 128.8 | C | CLI460 | CL460
CLO502 | 136.94 | 186.11 | LK | TORK #8001, 24 HR. TIME | CLOCK 120V W/O ENCLOSURE |  |  |  | CLOCKS | P | 311.07 | 373.28 | 311.07 | 311.07 | 361.8 | 361.8 | EA | CLO502 | CL502
CLO504 | 0 | 0 | LK | AEROMAT #TB1001-R 24 | HR. TIME CLOCK 120V WITH ENCL |  |  |  | CLOCKS | P | 67.2 | 80.64 | 67.2 | 60.48 | 0 | 67.2 | EA | CLO504 | CL504
CLH370 | 0 | 0 | LK | SMALL HOT LINE CLAMP |  |  |  | CHN S1520AGP (100/box) | HOT LINE CLAMPS | P | 33.38 | 40.06 | 26.7 | 18.69 | 0 | 32.73 | EA | CLH370 | CL370
CLH370 | 0 | 0 | LK | SMALL HOT LINE CLAMP |  |  |  | CHN S1520AGP (100/box) | HOT LINE CLAMPS | P | 33.38 | 40.06 | 26.7 | 18.69 | 0 | 32.73 | EA | CLH370 | RAF0010
CLH372 | 0 | 0 | LK | LARGE HOT LINE CLAMP |  |  |  |  | HOT LINE CLAMPS | P | 65.25 | 78.3 | 40.78 | 28.55 | 0 | 65.25 | EA | CLH372 | CL372
CLS378 | 0 | 0 | LK | #4-4/0 ACSR STIRRUP | CLAMP |  |  | AND AHLS-024019E | STIRRUP CLAMPS | P | 31.05 | 37.26 | 31.05 | 31.05 | 0 | 31.05 | EA | CLS378 | CL378
CLS378 | 0 | 0 | LK | #4-4/0 ACSR STIRRUP | CLAMP |  |  | AND AHLS-024019E | STIRRUP CLAMPS | P | 31.05 | 37.26 | 31.05 | 31.05 | 0 | 31.05 | EA | CLS378 | RAF0003
CLS378 | 0 | 0 | LK | #4-4/0 ACSR STIRRUP | CLAMP |  |  | AND AHLS-024019E | STIRRUP CLAMPS | P | 31.05 | 37.26 | 31.05 | 31.05 | 0 | 31.05 | EA | CLS378 | XDC015
CLS378 | 0 | 0 | LK | #4-4/0 ACSR STIRRUP | CLAMP |  |  | AND AHLS-024019E | STIRRUP CLAMPS | P | 31.05 | 37.26 | 31.05 | 31.05 | 0 | 31.05 | EA | CLS378 | XM003
CLS380 | 0 | 0 | LK | #336-954 ACSR STIRRUP | CLAMP AHLS954022E |  |  | CHN S1530AGP | STIRRUP CLAMPS | P | 56.81 | 68.17 | 56.81 | 56.81 | 0 | 56.81 | EA | CLS380 | CL380
CLS380 | 0 | 0 | LK | #336-954 ACSR STIRRUP | CLAMP AHLS954022E |  |  | CHN S1530AGP | STIRRUP CLAMPS | P | 56.81 | 68.17 | 56.81 | 56.81 | 0 | 56.81 | EA | CLS380 | RAF0011
CLA400 | 0 | 347 | LK | 1/2" 3-BOLT CLAMP |  |  |  |  | 3-BOLT CLAMPS | P | 1159.2 | 1391.04 | 1008 | 907 | 0 | 1159.2 | C | CLA400 | CL400
CLG343 | 0 | 0 | LK | 2 TO 2-3/8" U-BOLT GROUND CONN | 4 SOL TO 2/0 STR CU |  |  | BURNDY GAR1826 | GROUND CLAMPS | P | 111.08 | 133.29 | 96.59 | 77.27 | 0 | 111.08 | EA | CLG343 | BURNDY GAR1826
CLG343 | 0 | 0 | LK | 2 TO 2-3/8" U-BOLT GROUND CONN | 4 SOL TO 2/0 STR CU |  |  | BURNDY GAR1826 | GROUND CLAMPS | P | 111.08 | 133.29 | 96.59 | 77.27 | 0 | 111.08 | EA | CLG343 | CL343
CLG343 | 0 | 0 | LK | 2 TO 2-3/8" U-BOLT GROUND CONN | 4 SOL TO 2/0 STR CU |  |  | BURNDY GAR1826 | GROUND CLAMPS | P | 111.08 | 133.29 | 96.59 | 77.27 | 0 | 111.08 | EA | CLG343 | ILSCO GUB-16
CLG343 | 0 | 0 | LK | 2 TO 2-3/8" U-BOLT GROUND CONN | 4 SOL TO 2/0 STR CU |  |  | BURNDY GAR1826 | GROUND CLAMPS | P | 111.08 | 133.29 | 96.59 | 77.27 | 0 | 111.08 | EA | CLG343 | NSI UC-132
CLG343 | 0 | 0 | LK | 2 TO 2-3/8" U-BOLT GROUND CONN | 4 SOL TO 2/0 STR CU |  |  | BURNDY GAR1826 | GROUND CLAMPS | P | 111.08 | 133.29 | 96.59 | 77.27 | 0 | 111.08 | EA | CLG343 | PENN UNION GPL-33
CLG343 | 0 | 0 | LK | 2 TO 2-3/8" U-BOLT GROUND CONN | 4 SOL TO 2/0 STR CU |  |  | BURNDY GAR1826 | GROUND CLAMPS | P | 111.08 | 133.29 | 96.59 | 77.27 | 0 | 111.08 | EA | CLG343 | RAA0600
CLG344 | 0 | 0 | LK | 2 1/2- 2 7/8" GAR1926 GRD CNCT | #4-2/0 AWG |  |  |  | GROUND CLAMPS | P | 134.67 | 161.6 | 117.1 | 93.68 | 0 | 134.67 | EA | CLG344 | CL344
CLG350 | 303 | 314.359 | LK | 1" GROUND CLAMP |  |  |  | THM J1 1/2 TP | GROUND CLAMPS | P | 796.67 | 956 | 497.92 | 398 | 891 | 874.5 | C | CLG350 | CL350
CLG350 | 303 | 314.359 | LK | 1" GROUND CLAMP |  |  |  | THM J1 1/2 TP | GROUND CLAMPS | P | 796.67 | 956 | 497.92 | 398 | 891 | 874.5 | C | CLG350 | RAA0020
CLG352 | 648 | 693.8911 | LK | 2" GROUND CLAMP |  |  |  | THM J2-BB | GROUND CLAMPS | P | 2136.8 | 2564.16 | 1335.5 | 1068 | 1539 | 2136.8 | C | CLG352 | CL352
CLG352 | 648 | 693.8911 | LK | 2" GROUND CLAMP |  |  |  | THM J2-BB | GROUND CLAMPS | P | 2136.8 | 2564.16 | 1335.5 | 1068 | 1539 | 2136.8 | C | CLG352 | RAA0021
CLG354 | 1140 | 2085.3077 | LK | 4" GROUND CLAMP |  |  |  | THM J2124 2-1/2 TO 4 | GROUND CLAMPS | P | 7030 | 11410 | 7030 | 5721 | 7668 | 11218.51 | C | CLG354 | CL354
CLG354 | 1140 | 2085.3077 | LK | 4" GROUND CLAMP |  |  |  | THM J2124 2-1/2 TO 4 | GROUND CLAMPS | P | 7030 | 11410 | 7030 | 5721 | 7668 | 11218.51 | C | CLG354 | RAA0022
CLG360 | 154 | 156.8565 | LK | 5/8" GROUND ROD CLAMP |  |  |  | BUR GRC58 | GROUND ROD CLAMP | P | 547.4 | 656.88 | 476 | 380 | 361.8 | 547.4 | C | CLG360 | CL360
CLG360 | 154 | 156.8565 | LK | 5/8" GROUND ROD CLAMP |  |  |  | BUR GRC58 | GROUND ROD CLAMP | P | 547.4 | 656.88 | 476 | 380 | 361.8 | 547.4 | C | CLG360 | RAA5800
CLD320 | 0 | 0 | LK | #4-4/0 SPRING LOADED | DEADEND CLAMP |  |  |  | DEADEND CLAMPS | P | 2153 | 2583.6 | 2153 | 1938 | 0 | 2153 | C | CLD320 | CL320
CLD324 | 0 | 989.71 | LK | (403) DEADEND CLAMP |  |  |  |  | DEADEND CLAMPS | P | 3836.4 | 4603.68 | 3336 | 3002 | 0 | 3836.4 | C | CLD324 | CL324
CLD326 | 0 | 295.95 | LK | UW25R DEADEND CLAMP (#6-#1/0) |  |  |  |  | DEADEND CLAMPS | P | 3615.6 | 4338.72 | 3144 | 3144 | 0 | 3615.6 | C | CLD326 | CL326
CLG340 | 0 | 0 | LK | 2-2 3/8" GAR184C #8-4GRD CLAMP |  |  |  |  | GROUND CLAMPS | P | 99.02 | 118.82 | 86.1 | 68.88 | 0 | 99.02 | EA | CLG340 | CL340
CLC274 | 290.91 | 441.3333 | LK | 1/2" E.T. CONDUIT CLAMP |  |  |  | STC EC-1/2 | CONDUIT CLAMPS | P | 966.87 | 1160.24 | 773.5 | 619 | 680.4 | 1024.88 | C | CLC274 | BAA0114
CLC274 | 290.91 | 441.3333 | LK | 1/2" E.T. CONDUIT CLAMP |  |  |  | STC EC-1/2 | CONDUIT CLAMPS | P | 966.87 | 1160.24 | 773.5 | 619 | 680.4 | 1024.88 | C | CLC274 | CL276
CLC276 | 301.74 | 408 | LK | 3/4" E.T. CONDUIT CLAMP |  |  |  | STC EC-3/4 | CONDUIT CLAMPS | P | 1013.97 | 1216.76 | 811.18 | 649 | 907.2 | 1074.81 | C | CLC276 | BAA0214
CLC276 | 301.74 | 408 | LK | 3/4" E.T. CONDUIT CLAMP |  |  |  | STC EC-3/4 | CONDUIT CLAMPS | P | 1013.97 | 1216.76 | 811.18 | 649 | 907.2 | 1074.81 | C | CLC276 | CL278
CLC278 | 331.05 | 331.05 | LK | 1" E.T. CONDUIT CLAMP |  |  |  | THM EC-1 | CONDUIT CLAMPS | P | 1190.9 | 1429.08 | 952.72 | 762 | 643.56 | 1190.9 | C | CLC278 | BAA0314
CLC278 | 331.05 | 331.05 | LK | 1" E.T. CONDUIT CLAMP |  |  |  | THM EC-1 | CONDUIT CLAMPS | P | 1190.9 | 1429.08 | 952.72 | 762 | 643.56 | 1190.9 | C | CLC278 | CL280
CLC280 | 0 | 74.93 | LK | 1 1/4" E.T. CONDUIT CLAMP |  |  |  | THM EC-1-1/4 | CONDUIT CLAMPS | P | 1343.15 | 1611.78 | 1074.52 | 860 | 0 | 1343.15 | C | CLC280 | BAA0414
CLC280 | 0 | 74.93 | LK | 1 1/4" E.T. CONDUIT CLAMP |  |  |  | THM EC-1-1/4 | CONDUIT CLAMPS | P | 1343.15 | 1611.78 | 1074.52 | 860 | 0 | 1343.15 | C | CLC280 | CL282
CLC282 | 0 | 0 | LK | 1 1/2" E.T. CONDUIT CLAMP |  |  |  | THM EC-1-1/2 | CONDUIT CLAMPS | P | 1639.07 | 1966.88 | 1311.26 | 1049 | 0 | 1639.07 | C | CLC282 | BAA0514
CLC282 | 0 | 0 | LK | 1 1/2" E.T. CONDUIT CLAMP |  |  |  | THM EC-1-1/2 | CONDUIT CLAMPS | P | 1639.07 | 1966.88 | 1311.26 | 1049 | 0 | 1639.07 | C | CLC282 | CL284
CLC284 | 0 | 0 | LK | 2" E.T. CONDUIT CLAMP |  |  |  | THM EC-2 | CONDUIT CLAMPS | P | 1957.65 | 2349.18 | 1566.12 | 1253 | 0 | 1957.65 | C | CLC284 | BAA0614
CLC284 | 0 | 0 | LK | 2" E.T. CONDUIT CLAMP |  |  |  | THM EC-2 | CONDUIT CLAMPS | P | 1957.65 | 2349.18 | 1566.12 | 1253 | 0 | 1957.65 | C | CLC284 | CL286
CLC262 | 366 | 384.6471 | LK | 1/2" PAR. CONDUIT CLAMP |  |  |  | THM PC-1/2 (50/box) | CONDUIT CLAMPS | P | 691.73 | 830.08 | 553.39 | 443 | 464.4 | 733.23 | C | CLC262 | BAA0112
CLC262 | 366 | 384.6471 | LK | 1/2" PAR. CONDUIT CLAMP |  |  |  | THM PC-1/2 (50/box) | CONDUIT CLAMPS | P | 691.73 | 830.08 | 553.39 | 443 | 464.4 | 733.23 | C | CLC262 | CL262
CLC264 | 401 | 413.84 | LK | 3/4" PAR. CONDUIT CLAMP |  |  |  | THM PC 3/4 | CONDUIT CLAMPS | P | 758.57 | 910.28 | 606.86 | 485 | 804.08 | 804.08 | C | CLC264 | BAA0212
CLC264 | 401 | 413.84 | LK | 3/4" PAR. CONDUIT CLAMP |  |  |  | THM PC 3/4 | CONDUIT CLAMPS | P | 758.57 | 910.28 | 606.86 | 485 | 804.08 | 804.08 | C | CLC264 | CL266
CLC266 | 429 | 429 | LK | 1" PAR. CONDUIT CLAMP |  |  |  | THM PC-1IN | CONDUIT CLAMPS | P | 777.36 | 932.83 | 647.8 | 629 | 833.98 | 833.97 | C | CLC266 | BAA0312
CLC266 | 429 | 429 | LK | 1" PAR. CONDUIT CLAMP |  |  |  | THM PC-1IN | CONDUIT CLAMPS | P | 777.36 | 932.83 | 647.8 | 629 | 833.98 | 833.97 | C | CLC266 | CL268
CLC268 | 0 | 324.44 | LK | 1 1/4" PAR. CONDUIT CLAMP |  |  |  | THM PC-1-1/4 | CONDUIT CLAMPS | P | 1081.51 | 1297.81 | 865.21 | 692 | 0 | 1081.51 | C | CLC268 | BAA0412
CLC268 | 0 | 324.44 | LK | 1 1/4" PAR. CONDUIT CLAMP |  |  |  | THM PC-1-1/4 | CONDUIT CLAMPS | P | 1081.51 | 1297.81 | 865.21 | 692 | 0 | 1081.51 | C | CLC268 | CL270
CLC270 | 0 | 586 | LK | 1 1/2" PAR. CONDUIT CLAMP |  |  |  | THM PC-1-1/2 | CONDUIT CLAMPS | P | 1228.25 | 1473.9 | 982.6 | 786 | 1061.64 | 1228.25 | C | CLC270 | BAA0512
CLC270 | 0 | 586 | LK | 1 1/2" PAR. CONDUIT CLAMP |  |  |  | THM PC-1-1/2 | CONDUIT CLAMPS | P | 1228.25 | 1473.9 | 982.6 | 786 | 1061.64 | 1228.25 | C | CLC270 | CL272
CLC272 | 0 | 386.5 | LK | 2" PAR. CONDUIT CLAMP |  |  |  |  | CONDUIT CLAMPS | P | 1594.07 | 1912.88 | 1275.26 | 1020 | 0 | 1594.07 | C | CLC272 | CL274
CLC250 | 241 | 248.75 | LK | 1/2" R.A. CONDUIT CLAMP |  |  |  | STC RC-1/2 (50/box) | CONDUIT CLAMPS | P | 455.91 | 547.09 | 364.73 | 292 | 468.5 | 483.26 | C | CLC250 | BAA0113
CLC250 | 241 | 248.75 | LK | 1/2" R.A. CONDUIT CLAMP |  |  |  | STC RC-1/2 (50/box) | CONDUIT CLAMPS | P | 455.91 | 547.09 | 364.73 | 292 | 468.5 | 483.26 | C | CLC250 | CL250
CLC252 | 250 | 259.3185 | LK | 3/4" R.A. CONDUIT CLAMP |  |  |  | STC RC-3/4/APP PC75RA | CONDUIT CLAMPS | P | 471.62 | 565.94 | 377.3 | 302 | 486 | 499.92 | C | CLC252 | APPLETON PC75RA
CLC252 | 250 | 259.3185 | LK | 3/4" R.A. CONDUIT CLAMP |  |  |  | STC RC-3/4/APP PC75RA | CONDUIT CLAMPS | P | 471.62 | 565.94 | 377.3 | 302 | 486 | 499.92 | C | CLC252 | BAA0213
CLC252 | 250 | 259.3185 | LK | 3/4" R.A. CONDUIT CLAMP |  |  |  | STC RC-3/4/APP PC75RA | CONDUIT CLAMPS | P | 471.62 | 565.94 | 377.3 | 302 | 486 | 499.92 | C | CLC252 | CCHC RAC75HD
CLC252 | 250 | 259.3185 | LK | 3/4" R.A. CONDUIT CLAMP |  |  |  | STC RC-3/4/APP PC75RA | CONDUIT CLAMPS | P | 471.62 | 565.94 | 377.3 | 302 | 486 | 499.92 | C | CLC252 | CL252
CLC252 | 250 | 259.3185 | LK | 3/4" R.A. CONDUIT CLAMP |  |  |  | STC RC-3/4/APP PC75RA | CONDUIT CLAMPS | P | 471.62 | 565.94 | 377.3 | 302 | 486 | 499.92 | C | CLC252 | STL CTY RC-3/4
CLC254 | 0 | 257.79 | LK | 1" R. A. CONDUIT CLAMP |  |  |  | THM RC-1 | CONDUIT CLAMPS | P | 522.72 | 627.26 | 418.18 | 335 | 0 | 522.72 | C | CLC254 | BAA0313
CLC254 | 0 | 257.79 | LK | 1" R. A. CONDUIT CLAMP |  |  |  | THM RC-1 | CONDUIT CLAMPS | P | 522.72 | 627.26 | 418.18 | 335 | 0 | 522.72 | C | CLC254 | CL254
CLC256 | 0 | 244 | LK | 1 1/4" R.A. CONDUIT CLAMP |  |  |  | STC RC-1-1/4 | CONDUIT CLAMPS | P | 624.63 | 749.56 | 499.71 | 400 | 0 | 624.63 | C | CLC256 | BAA0413
CLC256 | 0 | 244 | LK | 1 1/4" R.A. CONDUIT CLAMP |  |  |  | STC RC-1-1/4 | CONDUIT CLAMPS | P | 624.63 | 749.56 | 499.71 | 400 | 0 | 624.63 | C | CLC256 | CL256
CLC258 | 0 | 564.3 | LK | 1 1/2" R.A. CONDUIT CLAMP |  |  |  | THM RC-1-1/2 | CONDUIT CLAMPS | P | 704.21 | 845.05 | 563.37 | 451 | 0 | 704.21 | C | CLC258 | BAA0513
CLC258 | 0 | 564.3 | LK | 1 1/2" R.A. CONDUIT CLAMP |  |  |  | THM RC-1-1/2 | CONDUIT CLAMPS | P | 704.21 | 845.05 | 563.37 | 451 | 0 | 704.21 | C | CLC258 | CL258
CLC260 | 0 | 521 | LK | 2" R.A. CONDUIT CLAMP |  |  |  | THM RC-2SC | CONDUIT CLAMPS | P | 1018.62 | 1222.34 | 814.9 | 652 | 0 | 1018.62 | C | CLC260 | BAA0613
CLC260 | 0 | 521 | LK | 2" R.A. CONDUIT CLAMP |  |  |  | THM RC-2SC | CONDUIT CLAMPS | P | 1018.62 | 1222.34 | 814.9 | 652 | 0 | 1018.62 | C | CLC260 | CL260
CAP410 | 0 | 11.41 | LK | 2" ENTRANCE CAP WEATHERHEAD |  |  |  | THM SH106 (5/box) | CAPS, ENTRANCE | P | 44.16 | 52.99 | 27.6 | 19.32 | 21.09 | 21.61 | EA | CAP410 | BAA0607
CAP410 | 0 | 11.41 | LK | 2" ENTRANCE CAP WEATHERHEAD |  |  |  | THM SH106 (5/box) | CAPS, ENTRANCE | P | 44.16 | 52.99 | 27.6 | 19.32 | 21.09 | 21.61 | EA | CAP410 | CA410
CAP412 | 0 | 38.9637 | LK | 2 1/2" ENTRANCE CAP | WEATHERHEAD |  |  | STC SH107 | CAPS, ENTRANCE | P | 172.51 | 207.01 | 107.82 | 80.87 | 75.82 | 72.1 | EA | CAP412 | BAA0707
CAP412 | 0 | 38.9637 | LK | 2 1/2" ENTRANCE CAP | WEATHERHEAD |  |  | STC SH107 | CAPS, ENTRANCE | P | 172.51 | 207.01 | 107.82 | 80.87 | 75.82 | 72.1 | EA | CAP412 | CA412
CAP414 | 0 | 45.51 | LK | 3" ENTRANCE CAP WEATHERHEAD | 3IN CLAMP-ON CAP |  |  | THM SH108 | CAPS, ENTRANCE | P | 237.55 | 285.06 | 148.47 | 111.35 | 95.54 | 95.54 | EA | CAP414 | BAA0807
CAP414 | 0 | 45.51 | LK | 3" ENTRANCE CAP WEATHERHEAD | 3IN CLAMP-ON CAP |  |  | THM SH108 | CAPS, ENTRANCE | P | 237.55 | 285.06 | 148.47 | 111.35 | 95.54 | 95.54 | EA | CAP414 | CA414
CAP416 | 0 | 72.312 | LK | 4" ENTRANCE CAP WEATHERHEAD |  |  |  | STC SH110 | CAPS, ENTRANCE | P | 347.45 | 416.94 | 217.16 | 162.87 | 128.25 | 139 | EA | CAP416 | BAA1007
CAP416 | 0 | 72.312 | LK | 4" ENTRANCE CAP WEATHERHEAD |  |  |  | STC SH110 | CAPS, ENTRANCE | P | 347.45 | 416.94 | 217.16 | 162.87 | 128.25 | 139 | EA | CAP416 | CA416
CEM400 | 658 | 568 | LK | 1 CAN PVC CEMENT GLUE | RAIN-R-SHINE CEMENT |  |  | CAR VC9983 (pint) | CEMENT | P | 1905.93 | 2287.12 | 1657.33 | 1492 | 761.4 | 2020.29 | C | CEM400 | BAD0000
CEM400 | 658 | 568 | LK | 1 CAN PVC CEMENT GLUE | RAIN-R-SHINE CEMENT |  |  | CAR VC9983 (pint) | CEMENT | P | 1905.93 | 2287.12 | 1657.33 | 1492 | 761.4 | 2020.29 | C | CEM400 | CE400
CEM400 | 658 | 568 | LK | 1 CAN PVC CEMENT GLUE | RAIN-R-SHINE CEMENT |  |  | CAR VC9983 (pint) | CEMENT | P | 1905.93 | 2287.12 | 1657.33 | 1492 | 761.4 | 2020.29 | C | CEM400 | XMCE001
CLA200 | 0 | 0 | LK | 5/16" CABLE CLAMP |  |  |  |  | CABLE CLAMP | P | 1.64 | 1.97 | 1.64 | 1.48 | 0 | 1.64 | EA | CLA200 | CL200
PLU400 | 4.71 | 16.0461 | LK | 15A 125V 2P3W MALE CORD PLUG | STR BLADE |  |  | WOD 1447 | EXTENSION CORD PLUGS | P | 16.67 | 20 | 14.69 | 13.22 | 34.18 | 34.18 | EA | PLU400 | CA382
PLU400 | 4.71 | 16.0461 | LK | 15A 125V 2P3W MALE CORD PLUG | STR BLADE |  |  | WOD 1447 | EXTENSION CORD PLUGS | P | 16.67 | 20 | 14.69 | 13.22 | 34.18 | 34.18 | EA | PLU400 | ERIC 1510PG
PLU400 | 4.71 | 16.0461 | LK | 15A 125V 2P3W MALE CORD PLUG | STR BLADE |  |  | WOD 1447 | EXTENSION CORD PLUGS | P | 16.67 | 20 | 14.69 | 13.22 | 34.18 | 34.18 | EA | PLU400 | GAK1111
PLU400 | 4.71 | 16.0461 | LK | 15A 125V 2P3W MALE CORD PLUG | STR BLADE |  |  | WOD 1447 | EXTENSION CORD PLUGS | P | 16.67 | 20 | 14.69 | 13.22 | 34.18 | 34.18 | EA | PLU400 | L5-15
PLU400 | 4.71 | 16.0461 | LK | 15A 125V 2P3W MALE CORD PLUG | STR BLADE |  |  | WOD 1447 | EXTENSION CORD PLUGS | P | 16.67 | 20 | 14.69 | 13.22 | 34.18 | 34.18 | EA | PLU400 | LEV1447
PLU400 | 4.71 | 16.0461 | LK | 15A 125V 2P3W MALE CORD PLUG | STR BLADE |  |  | WOD 1447 | EXTENSION CORD PLUGS | P | 16.67 | 20 | 14.69 | 13.22 | 34.18 | 34.18 | EA | PLU400 | WOOD 1447
PLU400 | 4.71 | 16.0461 | LK | 15A 125V 2P3W MALE CORD PLUG | STR BLADE |  |  | WOD 1447 | EXTENSION CORD PLUGS | P | 16.67 | 20 | 14.69 | 13.22 | 34.18 | 34.18 | EA | PLU400 | XAP005
PLU400 | 4.71 | 16.0461 | LK | 15A 125V 2P3W MALE CORD PLUG | STR BLADE |  |  | WOD 1447 | EXTENSION CORD PLUGS | P | 16.67 | 20 | 14.69 | 13.22 | 34.18 | 34.18 | EA | PLU400 | XEP027
PLU400 | 4.71 | 16.0461 | LK | 15A 125V 2P3W MALE CORD PLUG | STR BLADE |  |  | WOD 1447 | EXTENSION CORD PLUGS | P | 16.67 | 20 | 14.69 | 13.22 | 34.18 | 34.18 | EA | PLU400 | XEP032
PLU400 | 4.71 | 16.0461 | LK | 15A 125V 2P3W MALE CORD PLUG | STR BLADE |  |  | WOD 1447 | EXTENSION CORD PLUGS | P | 16.67 | 20 | 14.69 | 13.22 | 34.18 | 34.18 | EA | PLU400 | XLK1097
PLU400 | 4.71 | 16.0461 | LK | 15A 125V 2P3W MALE CORD PLUG | STR BLADE |  |  | WOD 1447 | EXTENSION CORD PLUGS | P | 16.67 | 20 | 14.69 | 13.22 | 34.18 | 34.18 | EA | PLU400 | XLK502
PLU400 | 4.71 | 16.0461 | LK | 15A 125V 2P3W MALE CORD PLUG | STR BLADE |  |  | WOD 1447 | EXTENSION CORD PLUGS | P | 16.67 | 20 | 14.69 | 13.22 | 34.18 | 34.18 | EA | PLU400 | XLK596
PLU400 | 4.71 | 16.0461 | LK | 15A 125V 2P3W MALE CORD PLUG | STR BLADE |  |  | WOD 1447 | EXTENSION CORD PLUGS | P | 16.67 | 20 | 14.69 | 13.22 | 34.18 | 34.18 | EA | PLU400 | XLK626
PLU400 | 4.71 | 16.0461 | LK | 15A 125V 2P3W MALE CORD PLUG | STR BLADE |  |  | WOD 1447 | EXTENSION CORD PLUGS | P | 16.67 | 20 | 14.69 | 13.22 | 34.18 | 34.18 | EA | PLU400 | XLK738
PLU402 | 5.65 | 10.27 | LK | 15A 125V 2P 3W FEMALE CORD CON |  |  |  | WOD 1547 INS | EXTENSION CORD PLUGS | P | 29.48 | 35.38 | 25.99 | 23.39 | 10.98 | 17.22 | EA | PLU402 | CA384
PLU402 | 5.65 | 10.27 | LK | 15A 125V 2P 3W FEMALE CORD CON |  |  |  | WOD 1547 INS | EXTENSION CORD PLUGS | P | 29.48 | 35.38 | 25.99 | 23.39 | 10.98 | 17.22 | EA | PLU402 | ERIC 1610CG
PLU402 | 5.65 | 10.27 | LK | 15A 125V 2P 3W FEMALE CORD CON |  |  |  | WOD 1547 INS | EXTENSION CORD PLUGS | P | 29.48 | 35.38 | 25.99 | 23.39 | 10.98 | 17.22 | EA | PLU402 | GAC1001
PLU402 | 5.65 | 10.27 | LK | 15A 125V 2P 3W FEMALE CORD CON |  |  |  | WOD 1547 INS | EXTENSION CORD PLUGS | P | 29.48 | 35.38 | 25.99 | 23.39 | 10.98 | 17.22 | EA | PLU402 | GAK1101
PLU402 | 5.65 | 10.27 | LK | 15A 125V 2P 3W FEMALE CORD CON |  |  |  | WOD 1547 INS | EXTENSION CORD PLUGS | P | 29.48 | 35.38 | 25.99 | 23.39 | 10.98 | 17.22 | EA | PLU402 | L5-15
PLU402 | 5.65 | 10.27 | LK | 15A 125V 2P 3W FEMALE CORD CON |  |  |  | WOD 1547 INS | EXTENSION CORD PLUGS | P | 29.48 | 35.38 | 25.99 | 23.39 | 10.98 | 17.22 | EA | PLU402 | LEV 1547
PLU402 | 5.65 | 10.27 | LK | 15A 125V 2P 3W FEMALE CORD CON |  |  |  | WOD 1547 INS | EXTENSION CORD PLUGS | P | 29.48 | 35.38 | 25.99 | 23.39 | 10.98 | 17.22 | EA | PLU402 | WOOD 1547
PLU402 | 5.65 | 10.27 | LK | 15A 125V 2P 3W FEMALE CORD CON |  |  |  | WOD 1547 INS | EXTENSION CORD PLUGS | P | 29.48 | 35.38 | 25.99 | 23.39 | 10.98 | 17.22 | EA | PLU402 | XAP071
CAP400 | 0 | 0 | LK | 1/2" ENTRANCE CAP WEATHERHEAD |  |  |  | THM SH101 | CAPS, ENTRANCE | P | 12.55 | 15.06 | 10.03 | 7.02 | 0 | 12.67 | EA | CAP400 | BAA0107
CAP400 | 0 | 0 | LK | 1/2" ENTRANCE CAP WEATHERHEAD |  |  |  | THM SH101 | CAPS, ENTRANCE | P | 12.55 | 15.06 | 10.03 | 7.02 | 0 | 12.67 | EA | CAP400 | CA400
CAP402 | 0 | 0 | LK | 3/4" ENTRANCE CAP WEATHERHEAD |  |  |  | STC SH102 | CAPS, ENTRANCE | P | 11.7 | 14.04 | 9.36 | 6.55 | 0 | 11.81 | EA | CAP402 | BAA0207
CAP402 | 0 | 0 | LK | 3/4" ENTRANCE CAP WEATHERHEAD |  |  |  | STC SH102 | CAPS, ENTRANCE | P | 11.7 | 14.04 | 9.36 | 6.55 | 0 | 11.81 | EA | CAP402 | CA402
CAP404 | 0 | 0 | LK | 1" ENTRANCE CAP WEATHERHEAD |  |  |  | STC SH103 | CAPS, ENTRANCE | P | 18.41 | 22.09 | 11.5 | 8.05 | 0 | 18.58 | EA | CAP404 | BAA0307
CAP404 | 0 | 0 | LK | 1" ENTRANCE CAP WEATHERHEAD |  |  |  | STC SH103 | CAPS, ENTRANCE | P | 18.41 | 22.09 | 11.5 | 8.05 | 0 | 18.58 | EA | CAP404 | CA404
CAP406 | 0 | 0 | LK | 1 1/4" ENTRANCE CAP | WEATHERHEAD |  |  | THM SH104 | CAPS, ENTRANCE | P | 20.21 | 24.25 | 12.63 | 8.84 | 0 | 20.39 | EA | CAP406 | BAA0407
CAP406 | 0 | 0 | LK | 1 1/4" ENTRANCE CAP | WEATHERHEAD |  |  | THM SH104 | CAPS, ENTRANCE | P | 20.21 | 24.25 | 12.63 | 8.84 | 0 | 20.39 | EA | CAP406 | CA406
CAP408 | 0 | 0 | LK | 1 1/2" ENTRANCE CAP | WEATHERHEAD |  |  | STC SH105 | CAPS, ENTRANCE | P | 35.55 | 42.66 | 22.22 | 15.55 | 13.82 | 26 | EA | CAP408 | BAA0507
CAP408 | 0 | 0 | LK | 1 1/2" ENTRANCE CAP | WEATHERHEAD |  |  | STC SH105 | CAPS, ENTRANCE | P | 35.55 | 42.66 | 22.22 | 15.55 | 13.82 | 26 | EA | CAP408 | CA408
CAP312 | 0 | 0 | LK | 10 KVAR SECONDARY 480V | CAPACITOR PWR FACTOR CORRECTI |  |  |  | CAPACITORS, SECONDARY 480 VOLT | P | 212 | 254.4 | 212 | 190.8 | 0 | 224.72 | EA | CAP312 | CA312
CAP272 | 0 | 0 | LK | 3-UNIT CAPACITOR RACK CR-3 |  |  |  |  | CAPACITOR RACK | P | 323.76 | 388.51 | 323.76 | 275.196 | 0 | 323.76 | EA | CAP272 | CA272
CAP274 | 0 | 0 | LK | 6-UNIT CAPACITOR RACK CR-6 |  |  |  |  | CAPACITOR RACK | P | 463.06 | 555.67 | 463.06 | 393.601 | 0 | 463.06 | EA | CAP274 | CA274
CAD200 | 0 | 0 | LK | GT1-161L CADWELD SHOT |  |  |  | ERC 115 (10/box) | CADWELD | P | 10.52 | 12.62 | 10.52 | 10.582 | 0 | 10.52 | EA | CAD200 | CA200
CAD200 | 0 | 0 | LK | GT1-161L CADWELD SHOT |  |  |  | ERC 115 (10/box) | CADWELD | P | 10.52 | 12.62 | 10.52 | 10.582 | 0 | 10.52 | EA | CAD200 | RAH0115
CAP250 | 0 | 0 | LK | 300KVAR, 12470V SWITCHED | CAPACITOR BANK POLE-MOUNTED, |  |  |  | CAPACITOR BANKS (PREWIRED) | P | 8639.4 | 10367.28 | 8228 | 8228 | 0 | 8639.4 | EA | CAP250 | CA250
CAP255 | 0 | 0 | LK | 600KVAR, 12470V SWITCHED | CAPACITOR BANK POLE-MOUNTED, |  |  |  | CAPACITOR BANKS (PREWIRED) | P | 9119.57 | 10943.48 | 8685.3 | 8685.3 | 0 | 9119.57 | EA | CAP255 | CA255
CAP264 | 0 | 0 | LK | 100KVAR, 12470V 2-BUSHING | CAPACITOR |  |  |  | 2-BUSHING CAPACITOR | P | 660 | 792 | 600 | 600 | 0 | 660 | EA | CAP264 | CA264
CAP266 | 0 | 0 | LK | 200KVAR, 12470V 2-BUSHING | CAPACITOR |  |  |  | 2-BUSHING CAPACITOR | P | 808.5 | 970.2 | 735 | 735 | 0 | 808.5 | EA | CAP266 | CA266
BUG450 | 426 | 438.46 | LK | 1/2" INSULATED GROUNDING | BUSHING |  |  | THM BG801/REG 8221 | BUSHINGS, INSULATED GROUNDING | P | 810.4 | 972.48 | 704.7 | 634 | 858.81 | 858.81 | C | BUG450 | BAA0104
BUG450 | 426 | 438.46 | LK | 1/2" INSULATED GROUNDING | BUSHING |  |  | THM BG801/REG 8221 | BUSHINGS, INSULATED GROUNDING | P | 810.4 | 972.48 | 704.7 | 634 | 858.81 | 858.81 | C | BUG450 | BU450
BUG452 | 545 | 561.1852 | LK | 3/4" INSULATED GROUNDING | BUSHING |  |  | THM BG802/REG 8222 | BUSHINGS, INSULATED GROUNDING | P | 1026.3 | 1231.56 | 892.44 | 803 | 1059.48 | 1087.59 | C | BUG452 | BAA0204
BUG452 | 545 | 561.1852 | LK | 3/4" INSULATED GROUNDING | BUSHING |  |  | THM BG802/REG 8222 | BUSHINGS, INSULATED GROUNDING | P | 1026.3 | 1231.56 | 892.44 | 803 | 1059.48 | 1087.59 | C | BUG452 | BU452
BUG454 | 605 | 623.4038 | LK | 1" INSULATED GROUNDING BUSHING |  |  |  | THM BG803/REG 8223 | BUSHINGS, INSULATED GROUNDING | P | 1160.11 | 1392.13 | 1008.79 | 908 | 1176.12 | 1176.12 | C | BUG454 | BAA0304
BUG454 | 605 | 623.4038 | LK | 1" INSULATED GROUNDING BUSHING |  |  |  | THM BG803/REG 8223 | BUSHINGS, INSULATED GROUNDING | P | 1160.11 | 1392.13 | 1008.79 | 908 | 1176.12 | 1176.12 | C | BUG454 | BU454
BUG456 | 927 | 979 | LK | 1 1/4" INSULATED GROUNDING | BUSHING |  |  | THM BG804/REG 8224 | BUSHINGS, INSULATED GROUNDING | P | 1453.71 | 1744.45 | 1264.1 | 1138 | 1802.09 | 1802.09 | C | BUG456 | BAA0404
BUG456 | 927 | 979 | LK | 1 1/4" INSULATED GROUNDING | BUSHING |  |  | THM BG804/REG 8224 | BUSHINGS, INSULATED GROUNDING | P | 1453.71 | 1744.45 | 1264.1 | 1138 | 1802.09 | 1802.09 | C | BUG456 | BU456
BUG458 | 972 | 1027.8776 | LK | 1 1/2" INSULATED GROUNDING | BUSHING |  |  | THM BG805/REG 8225 | BUSHINGS, INSULATED GROUNDING | P | 1577.75 | 1893.3 | 1371.96 | 1235 | 1889.57 | 1889.57 | C | BUG458 | BAA0504
BUG458 | 972 | 1027.8776 | LK | 1 1/2" INSULATED GROUNDING | BUSHING |  |  | THM BG805/REG 8225 | BUSHINGS, INSULATED GROUNDING | P | 1577.75 | 1893.3 | 1371.96 | 1235 | 1889.57 | 1889.57 | C | BUG458 | BU458
BUG460 | 1301 | 1378.8966 | LK | 2" INSULATED GROUNDING BUSHIN |  |  |  | THM BG806 | BUSHINGS, INSULATED GROUNDING | P | 2025.74 | 2430.88 | 1761.51 | 1585 | 2528.28 | 2528.28 | C | BUG460 | BAA0604
BUG460 | 1301 | 1378.8966 | LK | 2" INSULATED GROUNDING BUSHIN |  |  |  | THM BG806 | BUSHINGS, INSULATED GROUNDING | P | 2025.74 | 2430.88 | 1761.51 | 1585 | 2528.28 | 2528.28 | C | BUG460 | BU460
BUG460 | 1301 | 1378.8966 | LK | 2" INSULATED GROUNDING BUSHIN |  |  |  | THM BG806 | BUSHINGS, INSULATED GROUNDING | P | 2025.74 | 2430.88 | 1761.51 | 1585 | 2528.28 | 2528.28 | C | BUG460 | XAB237
BUS408 | 21 | 22.1 | LK | 1 1/4" CONDUIT BUSHING |  |  |  | THM BU504 | BUSHING, CONDUIT | P | 180.55 | 216.66 | 157 | 94 | 43.2 | 180.55 | C | BUS408 | APPLETON BBU125H
BUS408 | 21 | 22.1 | LK | 1 1/4" CONDUIT BUSHING |  |  |  | THM BU504 | BUSHING, CONDUIT | P | 180.55 | 216.66 | 157 | 94 | 43.2 | 180.55 | C | BUS408 | APPLETON; BBU125
BUS408 | 21 | 22.1 | LK | 1 1/4" CONDUIT BUSHING |  |  |  | THM BU504 | BUSHING, CONDUIT | P | 180.55 | 216.66 | 157 | 94 | 43.2 | 180.55 | C | BUS408 | BAA0402
BUS408 | 21 | 22.1 | LK | 1 1/4" CONDUIT BUSHING |  |  |  | THM BU504 | BUSHING, CONDUIT | P | 180.55 | 216.66 | 157 | 94 | 43.2 | 180.55 | C | BUS408 | BRIDGEPORT 324
BUS408 | 21 | 22.1 | LK | 1 1/4" CONDUIT BUSHING |  |  |  | THM BU504 | BUSHING, CONDUIT | P | 180.55 | 216.66 | 157 | 94 | 43.2 | 180.55 | C | BUS408 | BRIDGEPORT 324B
BUS408 | 21 | 22.1 | LK | 1 1/4" CONDUIT BUSHING |  |  |  | THM BU504 | BUSHING, CONDUIT | P | 180.55 | 216.66 | 157 | 94 | 43.2 | 180.55 | C | BUS408 | BU408
BUS408 | 21 | 22.1 | LK | 1 1/4" CONDUIT BUSHING |  |  |  | THM BU504 | BUSHING, CONDUIT | P | 180.55 | 216.66 | 157 | 94 | 43.2 | 180.55 | C | BUS408 | CCHC 934
BUS408 | 21 | 22.1 | LK | 1 1/4" CONDUIT BUSHING |  |  |  | THM BU504 | BUSHING, CONDUIT | P | 180.55 | 216.66 | 157 | 94 | 43.2 | 180.55 | C | BUS408 | CCHC H934
BUS408 | 21 | 22.1 | LK | 1 1/4" CONDUIT BUSHING |  |  |  | THM BU504 | BUSHING, CONDUIT | P | 180.55 | 216.66 | 157 | 94 | 43.2 | 180.55 | C | BUS408 | DOTTIE PB125
BUS408 | 21 | 22.1 | LK | 1 1/4" CONDUIT BUSHING |  |  |  | THM BU504 | BUSHING, CONDUIT | P | 180.55 | 216.66 | 157 | 94 | 43.2 | 180.55 | C | BUS408 | OZ GEDNEY A-125
BUS408 | 21 | 22.1 | LK | 1 1/4" CONDUIT BUSHING |  |  |  | THM BU504 | BUSHING, CONDUIT | P | 180.55 | 216.66 | 157 | 94 | 43.2 | 180.55 | C | BUS408 | OZ GEDNEY IB125
BUS408 | 21 | 22.1 | LK | 1 1/4" CONDUIT BUSHING |  |  |  | THM BU504 | BUSHING, CONDUIT | P | 180.55 | 216.66 | 157 | 94 | 43.2 | 180.55 | C | BUS408 | STL CTY BU-504
BUS410 | 27 | 29.24 | LK | 1 1/2" CONDUIT BUSHING |  |  |  | THM BU505 (25/box) | BUSHING, CONDUIT | P | 243.73 | 292.48 | 211.94 | 127 | 75.6 | 243.73 | C | BUS410 | APPLETON BBU150
BUS410 | 27 | 29.24 | LK | 1 1/2" CONDUIT BUSHING |  |  |  | THM BU505 (25/box) | BUSHING, CONDUIT | P | 243.73 | 292.48 | 211.94 | 127 | 75.6 | 243.73 | C | BUS410 | APPLETON BBU150H
BUS410 | 27 | 29.24 | LK | 1 1/2" CONDUIT BUSHING |  |  |  | THM BU505 (25/box) | BUSHING, CONDUIT | P | 243.73 | 292.48 | 211.94 | 127 | 75.6 | 243.73 | C | BUS410 | BAA0502
BUS410 | 27 | 29.24 | LK | 1 1/2" CONDUIT BUSHING |  |  |  | THM BU505 (25/box) | BUSHING, CONDUIT | P | 243.73 | 292.48 | 211.94 | 127 | 75.6 | 243.73 | C | BUS410 | BRIDGEPORT 325
BUS410 | 27 | 29.24 | LK | 1 1/2" CONDUIT BUSHING |  |  |  | THM BU505 (25/box) | BUSHING, CONDUIT | P | 243.73 | 292.48 | 211.94 | 127 | 75.6 | 243.73 | C | BUS410 | BRIDGEPORT 325B
BUS410 | 27 | 29.24 | LK | 1 1/2" CONDUIT BUSHING |  |  |  | THM BU505 (25/box) | BUSHING, CONDUIT | P | 243.73 | 292.48 | 211.94 | 127 | 75.6 | 243.73 | C | BUS410 | BU410
BUS410 | 27 | 29.24 | LK | 1 1/2" CONDUIT BUSHING |  |  |  | THM BU505 (25/box) | BUSHING, CONDUIT | P | 243.73 | 292.48 | 211.94 | 127 | 75.6 | 243.73 | C | BUS410 | CCHC 935
BUS410 | 27 | 29.24 | LK | 1 1/2" CONDUIT BUSHING |  |  |  | THM BU505 (25/box) | BUSHING, CONDUIT | P | 243.73 | 292.48 | 211.94 | 127 | 75.6 | 243.73 | C | BUS410 | CCHC H935
BUS410 | 27 | 29.24 | LK | 1 1/2" CONDUIT BUSHING |  |  |  | THM BU505 (25/box) | BUSHING, CONDUIT | P | 243.73 | 292.48 | 211.94 | 127 | 75.6 | 243.73 | C | BUS410 | DOTTIE PB150
BUS410 | 27 | 29.24 | LK | 1 1/2" CONDUIT BUSHING |  |  |  | THM BU505 (25/box) | BUSHING, CONDUIT | P | 243.73 | 292.48 | 211.94 | 127 | 75.6 | 243.73 | C | BUS410 | OZ GEDNEY A-150
BUS410 | 27 | 29.24 | LK | 1 1/2" CONDUIT BUSHING |  |  |  | THM BU505 (25/box) | BUSHING, CONDUIT | P | 243.73 | 292.48 | 211.94 | 127 | 75.6 | 243.73 | C | BUS410 | OZ GEDNEY IB150
BUS410 | 27 | 29.24 | LK | 1 1/2" CONDUIT BUSHING |  |  |  | THM BU505 (25/box) | BUSHING, CONDUIT | P | 243.73 | 292.48 | 211.94 | 127 | 75.6 | 243.73 | C | BUS410 | STL CTY BU-505
BUS412 | 50 | 51.1429 | LK | 2" CONDUIT BUSHING |  |  |  | THM BU506 (10/box) | BUSHING, CONDUIT | P | 451.06 | 541.28 | 392.23 | 235 | 97.2 | 451.06 | C | BUS412 | APPLETON BBU200
BUS412 | 50 | 51.1429 | LK | 2" CONDUIT BUSHING |  |  |  | THM BU506 (10/box) | BUSHING, CONDUIT | P | 451.06 | 541.28 | 392.23 | 235 | 97.2 | 451.06 | C | BUS412 | APPLETON BBU200H
BUS412 | 50 | 51.1429 | LK | 2" CONDUIT BUSHING |  |  |  | THM BU506 (10/box) | BUSHING, CONDUIT | P | 451.06 | 541.28 | 392.23 | 235 | 97.2 | 451.06 | C | BUS412 | BAA0602
BUS412 | 50 | 51.1429 | LK | 2" CONDUIT BUSHING |  |  |  | THM BU506 (10/box) | BUSHING, CONDUIT | P | 451.06 | 541.28 | 392.23 | 235 | 97.2 | 451.06 | C | BUS412 | BRIDGEPORT 326
BUS412 | 50 | 51.1429 | LK | 2" CONDUIT BUSHING |  |  |  | THM BU506 (10/box) | BUSHING, CONDUIT | P | 451.06 | 541.28 | 392.23 | 235 | 97.2 | 451.06 | C | BUS412 | BRIDGEPORT 326B
BUS412 | 50 | 51.1429 | LK | 2" CONDUIT BUSHING |  |  |  | THM BU506 (10/box) | BUSHING, CONDUIT | P | 451.06 | 541.28 | 392.23 | 235 | 97.2 | 451.06 | C | BUS412 | BU412
BUS412 | 50 | 51.1429 | LK | 2" CONDUIT BUSHING |  |  |  | THM BU506 (10/box) | BUSHING, CONDUIT | P | 451.06 | 541.28 | 392.23 | 235 | 97.2 | 451.06 | C | BUS412 | CCHC 936
BUS412 | 50 | 51.1429 | LK | 2" CONDUIT BUSHING |  |  |  | THM BU506 (10/box) | BUSHING, CONDUIT | P | 451.06 | 541.28 | 392.23 | 235 | 97.2 | 451.06 | C | BUS412 | CCHC H936
BUS412 | 50 | 51.1429 | LK | 2" CONDUIT BUSHING |  |  |  | THM BU506 (10/box) | BUSHING, CONDUIT | P | 451.06 | 541.28 | 392.23 | 235 | 97.2 | 451.06 | C | BUS412 | DOTTIE PB200
BUS412 | 50 | 51.1429 | LK | 2" CONDUIT BUSHING |  |  |  | THM BU506 (10/box) | BUSHING, CONDUIT | P | 451.06 | 541.28 | 392.23 | 235 | 97.2 | 451.06 | C | BUS412 | OZ GEDNEY A-200
BUS412 | 50 | 51.1429 | LK | 2" CONDUIT BUSHING |  |  |  | THM BU506 (10/box) | BUSHING, CONDUIT | P | 451.06 | 541.28 | 392.23 | 235 | 97.2 | 451.06 | C | BUS412 | OZ GEDNEY IB200
BUS412 | 50 | 51.1429 | LK | 2" CONDUIT BUSHING |  |  |  | THM BU506 (10/box) | BUSHING, CONDUIT | P | 451.06 | 541.28 | 392.23 | 235 | 97.2 | 451.06 | C | BUS412 | STL CTY BU-506
BUS414 | 36.39 | 103.3 | LK | 2 1/2" CONDUIT BUSHING |  |  |  | THM BU507 | BUSHING, CONDUIT | P | 1015.55 | 1218.66 | 883.09 | 530 | 707.4 | 1015.55 | C | BUS414 | APPLETON BBU250
BUS414 | 36.39 | 103.3 | LK | 2 1/2" CONDUIT BUSHING |  |  |  | THM BU507 | BUSHING, CONDUIT | P | 1015.55 | 1218.66 | 883.09 | 530 | 707.4 | 1015.55 | C | BUS414 | APPLETON BBU250H
BUS414 | 36.39 | 103.3 | LK | 2 1/2" CONDUIT BUSHING |  |  |  | THM BU507 | BUSHING, CONDUIT | P | 1015.55 | 1218.66 | 883.09 | 530 | 707.4 | 1015.55 | C | BUS414 | BAA0702
BUS414 | 36.39 | 103.3 | LK | 2 1/2" CONDUIT BUSHING |  |  |  | THM BU507 | BUSHING, CONDUIT | P | 1015.55 | 1218.66 | 883.09 | 530 | 707.4 | 1015.55 | C | BUS414 | BRIDGEPORT 327
BUS414 | 36.39 | 103.3 | LK | 2 1/2" CONDUIT BUSHING |  |  |  | THM BU507 | BUSHING, CONDUIT | P | 1015.55 | 1218.66 | 883.09 | 530 | 707.4 | 1015.55 | C | BUS414 | BRIDGEPORT 327B
BUS414 | 36.39 | 103.3 | LK | 2 1/2" CONDUIT BUSHING |  |  |  | THM BU507 | BUSHING, CONDUIT | P | 1015.55 | 1218.66 | 883.09 | 530 | 707.4 | 1015.55 | C | BUS414 | BU414
BUS414 | 36.39 | 103.3 | LK | 2 1/2" CONDUIT BUSHING |  |  |  | THM BU507 | BUSHING, CONDUIT | P | 1015.55 | 1218.66 | 883.09 | 530 | 707.4 | 1015.55 | C | BUS414 | CCHC 937
BUS414 | 36.39 | 103.3 | LK | 2 1/2" CONDUIT BUSHING |  |  |  | THM BU507 | BUSHING, CONDUIT | P | 1015.55 | 1218.66 | 883.09 | 530 | 707.4 | 1015.55 | C | BUS414 | CCHCH937
BUS414 | 36.39 | 103.3 | LK | 2 1/2" CONDUIT BUSHING |  |  |  | THM BU507 | BUSHING, CONDUIT | P | 1015.55 | 1218.66 | 883.09 | 530 | 707.4 | 1015.55 | C | BUS414 | DOTTIE PB250
BUS414 | 36.39 | 103.3 | LK | 2 1/2" CONDUIT BUSHING |  |  |  | THM BU507 | BUSHING, CONDUIT | P | 1015.55 | 1218.66 | 883.09 | 530 | 707.4 | 1015.55 | C | BUS414 | OZ GEDNEY A-250
BUS414 | 36.39 | 103.3 | LK | 2 1/2" CONDUIT BUSHING |  |  |  | THM BU507 | BUSHING, CONDUIT | P | 1015.55 | 1218.66 | 883.09 | 530 | 707.4 | 1015.55 | C | BUS414 | OZ GEDNEY IB250
BUS414 | 36.39 | 103.3 | LK | 2 1/2" CONDUIT BUSHING |  |  |  | THM BU507 | BUSHING, CONDUIT | P | 1015.55 | 1218.66 | 883.09 | 530 | 707.4 | 1015.55 | C | BUS414 | STL CTY BU-507
BUS416 | 112 | 115.6 | LK | 3" CONDUIT BUSHING |  |  |  | THM BU508 | BUSHING, CONDUIT | P | 1064.21 | 1277.05 | 925.4 | 648 | 226.8 | 1064.21 | C | BUS416 | APPLETON BBU300
BUS416 | 112 | 115.6 | LK | 3" CONDUIT BUSHING |  |  |  | THM BU508 | BUSHING, CONDUIT | P | 1064.21 | 1277.05 | 925.4 | 648 | 226.8 | 1064.21 | C | BUS416 | APPLETON BBU300H
BUS416 | 112 | 115.6 | LK | 3" CONDUIT BUSHING |  |  |  | THM BU508 | BUSHING, CONDUIT | P | 1064.21 | 1277.05 | 925.4 | 648 | 226.8 | 1064.21 | C | BUS416 | BAA0802
BUS416 | 112 | 115.6 | LK | 3" CONDUIT BUSHING |  |  |  | THM BU508 | BUSHING, CONDUIT | P | 1064.21 | 1277.05 | 925.4 | 648 | 226.8 | 1064.21 | C | BUS416 | BRIDGEPORT 328
BUS416 | 112 | 115.6 | LK | 3" CONDUIT BUSHING |  |  |  | THM BU508 | BUSHING, CONDUIT | P | 1064.21 | 1277.05 | 925.4 | 648 | 226.8 | 1064.21 | C | BUS416 | BRIDGEPORT 328B
BUS416 | 112 | 115.6 | LK | 3" CONDUIT BUSHING |  |  |  | THM BU508 | BUSHING, CONDUIT | P | 1064.21 | 1277.05 | 925.4 | 648 | 226.8 | 1064.21 | C | BUS416 | BU416
BUS416 | 112 | 115.6 | LK | 3" CONDUIT BUSHING |  |  |  | THM BU508 | BUSHING, CONDUIT | P | 1064.21 | 1277.05 | 925.4 | 648 | 226.8 | 1064.21 | C | BUS416 | CCHC 938
BUS416 | 112 | 115.6 | LK | 3" CONDUIT BUSHING |  |  |  | THM BU508 | BUSHING, CONDUIT | P | 1064.21 | 1277.05 | 925.4 | 648 | 226.8 | 1064.21 | C | BUS416 | CCHC H938
BUS416 | 112 | 115.6 | LK | 3" CONDUIT BUSHING |  |  |  | THM BU508 | BUSHING, CONDUIT | P | 1064.21 | 1277.05 | 925.4 | 648 | 226.8 | 1064.21 | C | BUS416 | DOTTIE PB300
BUS416 | 112 | 115.6 | LK | 3" CONDUIT BUSHING |  |  |  | THM BU508 | BUSHING, CONDUIT | P | 1064.21 | 1277.05 | 925.4 | 648 | 226.8 | 1064.21 | C | BUS416 | OZ GEDNEY A-300
BUS416 | 112 | 115.6 | LK | 3" CONDUIT BUSHING |  |  |  | THM BU508 | BUSHING, CONDUIT | P | 1064.21 | 1277.05 | 925.4 | 648 | 226.8 | 1064.21 | C | BUS416 | OZ GEDNEY IB300
BUS416 | 112 | 115.6 | LK | 3" CONDUIT BUSHING |  |  |  | THM BU508 | BUSHING, CONDUIT | P | 1064.21 | 1277.05 | 925.4 | 648 | 226.8 | 1064.21 | C | BUS416 | STL CTY BU-508
BUS418 | 0 | 153.8 | LK | 4" CONDUIT BUSHING |  |  |  | THM BU510 | BUSHING, CONDUIT | P | 1609.34 | 1931.21 | 1399.43 | 980 | 291.6 | 1609.34 | C | BUS418 | APPLETON BBU400
BUS418 | 0 | 153.8 | LK | 4" CONDUIT BUSHING |  |  |  | THM BU510 | BUSHING, CONDUIT | P | 1609.34 | 1931.21 | 1399.43 | 980 | 291.6 | 1609.34 | C | BUS418 | APPLETON BBU400H
BUS418 | 0 | 153.8 | LK | 4" CONDUIT BUSHING |  |  |  | THM BU510 | BUSHING, CONDUIT | P | 1609.34 | 1931.21 | 1399.43 | 980 | 291.6 | 1609.34 | C | BUS418 | BAA1002
BUS418 | 0 | 153.8 | LK | 4" CONDUIT BUSHING |  |  |  | THM BU510 | BUSHING, CONDUIT | P | 1609.34 | 1931.21 | 1399.43 | 980 | 291.6 | 1609.34 | C | BUS418 | BRIDGEPORT 330
BUS418 | 0 | 153.8 | LK | 4" CONDUIT BUSHING |  |  |  | THM BU510 | BUSHING, CONDUIT | P | 1609.34 | 1931.21 | 1399.43 | 980 | 291.6 | 1609.34 | C | BUS418 | BRIDGEPORT 330B
BUS418 | 0 | 153.8 | LK | 4" CONDUIT BUSHING |  |  |  | THM BU510 | BUSHING, CONDUIT | P | 1609.34 | 1931.21 | 1399.43 | 980 | 291.6 | 1609.34 | C | BUS418 | BU418
BUS418 | 0 | 153.8 | LK | 4" CONDUIT BUSHING |  |  |  | THM BU510 | BUSHING, CONDUIT | P | 1609.34 | 1931.21 | 1399.43 | 980 | 291.6 | 1609.34 | C | BUS418 | CCHC 940
BUS418 | 0 | 153.8 | LK | 4" CONDUIT BUSHING |  |  |  | THM BU510 | BUSHING, CONDUIT | P | 1609.34 | 1931.21 | 1399.43 | 980 | 291.6 | 1609.34 | C | BUS418 | CCHC H940
BUS418 | 0 | 153.8 | LK | 4" CONDUIT BUSHING |  |  |  | THM BU510 | BUSHING, CONDUIT | P | 1609.34 | 1931.21 | 1399.43 | 980 | 291.6 | 1609.34 | C | BUS418 | DOTTIE PB400
BUS418 | 0 | 153.8 | LK | 4" CONDUIT BUSHING |  |  |  | THM BU510 | BUSHING, CONDUIT | P | 1609.34 | 1931.21 | 1399.43 | 980 | 291.6 | 1609.34 | C | BUS418 | OZ GEDNEY A-400
BUS418 | 0 | 153.8 | LK | 4" CONDUIT BUSHING |  |  |  | THM BU510 | BUSHING, CONDUIT | P | 1609.34 | 1931.21 | 1399.43 | 980 | 291.6 | 1609.34 | C | BUS418 | OZ GEDNEY IB400
BUS418 | 0 | 153.8 | LK | 4" CONDUIT BUSHING |  |  |  | THM BU510 | BUSHING, CONDUIT | P | 1609.34 | 1931.21 | 1399.43 | 980 | 291.6 | 1609.34 | C | BUS418 | STL CTY BU-510
BRKQ402 | 0 | 81.38 | LK | QO6-12L100RB LOAD CENTER | SQUARE D |  |  |  | SQUARE D GFI CIRC BRAKERS | P | 108.68 | 130.42 | 91.52 | 73.22 | 227.18 | 222.97 | EA | BRKQ402 | BR380
BRKQ402 | 0 | 81.38 | LK | QO6-12L100RB LOAD CENTER | SQUARE D |  |  |  | SQUARE D GFI CIRC BRAKERS | P | 108.68 | 130.42 | 91.52 | 73.22 | 227.18 | 222.97 | EA | BRKQ402 | XEB006
BRKQ402 | 0 | 81.38 | LK | QO6-12L100RB LOAD CENTER | SQUARE D |  |  |  | SQUARE D GFI CIRC BRAKERS | P | 108.68 | 130.42 | 91.52 | 73.22 | 227.18 | 222.97 | EA | BRKQ402 | XHB013
BRKQ402 | 0 | 81.38 | LK | QO6-12L100RB LOAD CENTER | SQUARE D |  |  |  | SQUARE D GFI CIRC BRAKERS | P | 108.68 | 130.42 | 91.52 | 73.22 | 227.18 | 222.97 | EA | BRKQ402 | XHB033
BRKQ404 | 0 | 71.27 | LK | 100A SQUARE D LOAD CENTER | 8 SPACE 16 CIRCUIT RAINTITE |  |  | SQ D QO816L100RB | SQUARE D LOADCTRS | P | 175.56 | 210.67 | 147.84 | 118.27 | 128.62 | 185 | EA | BRKQ404 | BR382
BRKQ404 | 0 | 71.27 | LK | 100A SQUARE D LOAD CENTER | 8 SPACE 16 CIRCUIT RAINTITE |  |  | SQ D QO816L100RB | SQUARE D LOADCTRS | P | 175.56 | 210.67 | 147.84 | 118.27 | 128.62 | 185 | EA | BRKQ404 | SQUARE D QO816L100RB
BRKQ406 | 0 | 26.19 | LK | QO2-100BNRB LOAD CTR | SQD 100 AMP |  |  |  | SQUARE D LOADCTRS | P | 102.6 | 123.12 | 86.4 | 86.4 | 165 | 148.65 | EA | BRKQ406 | BR390
BUS400 | 8 | 7.9 | LK | 1/2" CONDUIT BUSHING |  |  |  | THM BU501 (100/box) | BUSHING, CONDUIT | P | 68.33 | 81.99 | 54.66 | 33 | 27 | 68.33 | C | BUS400 | APPLETON BBU50
BUS400 | 8 | 7.9 | LK | 1/2" CONDUIT BUSHING |  |  |  | THM BU501 (100/box) | BUSHING, CONDUIT | P | 68.33 | 81.99 | 54.66 | 33 | 27 | 68.33 | C | BUS400 | APPLETON BBU50H
BUS400 | 8 | 7.9 | LK | 1/2" CONDUIT BUSHING |  |  |  | THM BU501 (100/box) | BUSHING, CONDUIT | P | 68.33 | 81.99 | 54.66 | 33 | 27 | 68.33 | C | BUS400 | BAA0102
BUS400 | 8 | 7.9 | LK | 1/2" CONDUIT BUSHING |  |  |  | THM BU501 (100/box) | BUSHING, CONDUIT | P | 68.33 | 81.99 | 54.66 | 33 | 27 | 68.33 | C | BUS400 | BRIDGEPORT 321
BUS400 | 8 | 7.9 | LK | 1/2" CONDUIT BUSHING |  |  |  | THM BU501 (100/box) | BUSHING, CONDUIT | P | 68.33 | 81.99 | 54.66 | 33 | 27 | 68.33 | C | BUS400 | BRIDGEPORT 321B
BUS400 | 8 | 7.9 | LK | 1/2" CONDUIT BUSHING |  |  |  | THM BU501 (100/box) | BUSHING, CONDUIT | P | 68.33 | 81.99 | 54.66 | 33 | 27 | 68.33 | C | BUS400 | BU400
BUS400 | 8 | 7.9 | LK | 1/2" CONDUIT BUSHING |  |  |  | THM BU501 (100/box) | BUSHING, CONDUIT | P | 68.33 | 81.99 | 54.66 | 33 | 27 | 68.33 | C | BUS400 | CCHC 931
BUS400 | 8 | 7.9 | LK | 1/2" CONDUIT BUSHING |  |  |  | THM BU501 (100/box) | BUSHING, CONDUIT | P | 68.33 | 81.99 | 54.66 | 33 | 27 | 68.33 | C | BUS400 | CCHC H931
BUS400 | 8 | 7.9 | LK | 1/2" CONDUIT BUSHING |  |  |  | THM BU501 (100/box) | BUSHING, CONDUIT | P | 68.33 | 81.99 | 54.66 | 33 | 27 | 68.33 | C | BUS400 | DOTTIE PB50
BUS400 | 8 | 7.9 | LK | 1/2" CONDUIT BUSHING |  |  |  | THM BU501 (100/box) | BUSHING, CONDUIT | P | 68.33 | 81.99 | 54.66 | 33 | 27 | 68.33 | C | BUS400 | OZ GEDNEY A-50
BUS400 | 8 | 7.9 | LK | 1/2" CONDUIT BUSHING |  |  |  | THM BU501 (100/box) | BUSHING, CONDUIT | P | 68.33 | 81.99 | 54.66 | 33 | 27 | 68.33 | C | BUS400 | OZ GEDNEY IB50
BUS400 | 8 | 7.9 | LK | 1/2" CONDUIT BUSHING |  |  |  | THM BU501 (100/box) | BUSHING, CONDUIT | P | 68.33 | 81.99 | 54.66 | 33 | 27 | 68.33 | C | BUS400 | STEEL CITY BU-501
BUS402 | 10 | 10.6966 | LK | 3/4" CONDUIT BUSHING |  |  |  | THM BU502 (100/box) | BUSHING, CONDUIT | P | 80.89 | 97.07 | 70.34 | 42 | 21.6 | 80.89 | C | BUS402 | APPLETON BBU75
BUS402 | 10 | 10.6966 | LK | 3/4" CONDUIT BUSHING |  |  |  | THM BU502 (100/box) | BUSHING, CONDUIT | P | 80.89 | 97.07 | 70.34 | 42 | 21.6 | 80.89 | C | BUS402 | APPLETON BBU75H
BUS402 | 10 | 10.6966 | LK | 3/4" CONDUIT BUSHING |  |  |  | THM BU502 (100/box) | BUSHING, CONDUIT | P | 80.89 | 97.07 | 70.34 | 42 | 21.6 | 80.89 | C | BUS402 | BAA0202
BUS402 | 10 | 10.6966 | LK | 3/4" CONDUIT BUSHING |  |  |  | THM BU502 (100/box) | BUSHING, CONDUIT | P | 80.89 | 97.07 | 70.34 | 42 | 21.6 | 80.89 | C | BUS402 | BRIDGEPORT 322
BUS402 | 10 | 10.6966 | LK | 3/4" CONDUIT BUSHING |  |  |  | THM BU502 (100/box) | BUSHING, CONDUIT | P | 80.89 | 97.07 | 70.34 | 42 | 21.6 | 80.89 | C | BUS402 | BRIDGEPORT 322B
BUS402 | 10 | 10.6966 | LK | 3/4" CONDUIT BUSHING |  |  |  | THM BU502 (100/box) | BUSHING, CONDUIT | P | 80.89 | 97.07 | 70.34 | 42 | 21.6 | 80.89 | C | BUS402 | BU402
BUS402 | 10 | 10.6966 | LK | 3/4" CONDUIT BUSHING |  |  |  | THM BU502 (100/box) | BUSHING, CONDUIT | P | 80.89 | 97.07 | 70.34 | 42 | 21.6 | 80.89 | C | BUS402 | CCHC 932
BUS402 | 10 | 10.6966 | LK | 3/4" CONDUIT BUSHING |  |  |  | THM BU502 (100/box) | BUSHING, CONDUIT | P | 80.89 | 97.07 | 70.34 | 42 | 21.6 | 80.89 | C | BUS402 | CCHC H932
BUS402 | 10 | 10.6966 | LK | 3/4" CONDUIT BUSHING |  |  |  | THM BU502 (100/box) | BUSHING, CONDUIT | P | 80.89 | 97.07 | 70.34 | 42 | 21.6 | 80.89 | C | BUS402 | DOTTIE PB75
BUS402 | 10 | 10.6966 | LK | 3/4" CONDUIT BUSHING |  |  |  | THM BU502 (100/box) | BUSHING, CONDUIT | P | 80.89 | 97.07 | 70.34 | 42 | 21.6 | 80.89 | C | BUS402 | OZ GEDNEY A-75
BUS402 | 10 | 10.6966 | LK | 3/4" CONDUIT BUSHING |  |  |  | THM BU502 (100/box) | BUSHING, CONDUIT | P | 80.89 | 97.07 | 70.34 | 42 | 21.6 | 80.89 | C | BUS402 | OZ GEDNEY IB75
BUS402 | 10 | 10.6966 | LK | 3/4" CONDUIT BUSHING |  |  |  | THM BU502 (100/box) | BUSHING, CONDUIT | P | 80.89 | 97.07 | 70.34 | 42 | 21.6 | 80.89 | C | BUS402 | STL CITY BU-502
BUS406 | 16 | 16.95 | LK | 1" CONDUIT BUSHING |  |  |  | THM BU503 (50/box) | BUSHING, CONDUIT | P | 122.59 | 147.11 | 106.6 | 64 | 59.4 | 122.59 | C | BUS406 | APPLETON BBU100
BUS406 | 16 | 16.95 | LK | 1" CONDUIT BUSHING |  |  |  | THM BU503 (50/box) | BUSHING, CONDUIT | P | 122.59 | 147.11 | 106.6 | 64 | 59.4 | 122.59 | C | BUS406 | APPLETON BBU100H
BUS406 | 16 | 16.95 | LK | 1" CONDUIT BUSHING |  |  |  | THM BU503 (50/box) | BUSHING, CONDUIT | P | 122.59 | 147.11 | 106.6 | 64 | 59.4 | 122.59 | C | BUS406 | BAA0302
BUS406 | 16 | 16.95 | LK | 1" CONDUIT BUSHING |  |  |  | THM BU503 (50/box) | BUSHING, CONDUIT | P | 122.59 | 147.11 | 106.6 | 64 | 59.4 | 122.59 | C | BUS406 | BRIDGEPORT 323
BUS406 | 16 | 16.95 | LK | 1" CONDUIT BUSHING |  |  |  | THM BU503 (50/box) | BUSHING, CONDUIT | P | 122.59 | 147.11 | 106.6 | 64 | 59.4 | 122.59 | C | BUS406 | BRIDGEPORT 323B
BUS406 | 16 | 16.95 | LK | 1" CONDUIT BUSHING |  |  |  | THM BU503 (50/box) | BUSHING, CONDUIT | P | 122.59 | 147.11 | 106.6 | 64 | 59.4 | 122.59 | C | BUS406 | BU406
BUS406 | 16 | 16.95 | LK | 1" CONDUIT BUSHING |  |  |  | THM BU503 (50/box) | BUSHING, CONDUIT | P | 122.59 | 147.11 | 106.6 | 64 | 59.4 | 122.59 | C | BUS406 | CCHC 933
BUS406 | 16 | 16.95 | LK | 1" CONDUIT BUSHING |  |  |  | THM BU503 (50/box) | BUSHING, CONDUIT | P | 122.59 | 147.11 | 106.6 | 64 | 59.4 | 122.59 | C | BUS406 | CCHC H933
BUS406 | 16 | 16.95 | LK | 1" CONDUIT BUSHING |  |  |  | THM BU503 (50/box) | BUSHING, CONDUIT | P | 122.59 | 147.11 | 106.6 | 64 | 59.4 | 122.59 | C | BUS406 | DOTTIE PB100
BUS406 | 16 | 16.95 | LK | 1" CONDUIT BUSHING |  |  |  | THM BU503 (50/box) | BUSHING, CONDUIT | P | 122.59 | 147.11 | 106.6 | 64 | 59.4 | 122.59 | C | BUS406 | OZ GEDNEY A-100
BUS406 | 16 | 16.95 | LK | 1" CONDUIT BUSHING |  |  |  | THM BU503 (50/box) | BUSHING, CONDUIT | P | 122.59 | 147.11 | 106.6 | 64 | 59.4 | 122.59 | C | BUS406 | OZ GEDNEY IB100
BUS406 | 16 | 16.95 | LK | 1" CONDUIT BUSHING |  |  |  | THM BU503 (50/box) | BUSHING, CONDUIT | P | 122.59 | 147.11 | 106.6 | 64 | 59.4 | 122.59 | C | BUS406 | STL CTY BU-503
BRKC210 | 0 | 0 | LK | 70 AMP 240V DP CH BRKR |  |  |  | WESCO CH270 | DP - 240 VOLT C-H | P | 132.48 | 158.98 | 115.2 | 86.4 | 86.13 | 132.48 | EA | BRKC210 | BR350
BRKC210 | 0 | 0 | LK | 70 AMP 240V DP CH BRKR |  |  |  | WESCO CH270 | DP - 240 VOLT C-H | P | 132.48 | 158.98 | 115.2 | 86.4 | 86.13 | 132.48 | EA | BRKC210 | IAJ0270
BRKC400 | 0 | 0 | LK | CH2L40RP 40 AMP CH RT LOAD CTR |  |  |  |  | CUTLER HAMMER LOAD CTR | P | 106.2 | 127.44 | 106.2 | 79.65 | 0 | 112.57 | EA | BRKC400 | BR370
BRKC402 | 0 | 0 | LK | CH2L70RP 70 AMP CH RT LOAD CTR |  |  |  |  | CUTLER HAMMER LOAD CTR | P | 109.8 | 131.76 | 109.8 | 82.35 | 0 | 116.39 | EA | BRKC402 | BR372
BRKC404 | 0 | 0 | LK | CH4L125RP 125 AMP CH | RT LOAD CTR |  |  |  | CUTLER HAMMER LOAD CTR | P | 127.8 | 153.36 | 127.8 | 95.85 | 0 | 135.47 | EA | BRKC404 | BR374
BRKC406 | 0 | 0 | LK | CH8L125RP 125 AMP CH | RT LOAD CTR |  |  |  | CUTLER HAMMER LOAD CTR | P | 160.8 | 192.96 | 160.8 | 120.6 | 0 | 170.45 | EA | BRKC406 | BR376
BRKQ400 | 39.3 | 72.44 | LK | QO2-4L70RB LOAD CENTER | SQUARE D |  |  |  | SQUARE D GFI CIRCUIT BRAKERS | P | 99.56 | 119.47 | 83.84 | 67.07 | 120 | 120 | EA | BRKQ400 | BR378
BRKC106 | 9.84 | 9.78 | LK | 30 AMP 120V SP CH BREAKER | CIRCUIT BRKR |  |  | WESCO CH130 | SP - 120 VOLT C-H | P | 23.12 | 27.74 | 20.1 | 15.08 | 19.13 | 23.12 | EA | BRKC106 | BR324
BRKC106 | 9.84 | 9.78 | LK | 30 AMP 120V SP CH BREAKER | CIRCUIT BRKR |  |  | WESCO CH130 | SP - 120 VOLT C-H | P | 23.12 | 27.74 | 20.1 | 15.08 | 19.13 | 23.12 | EA | BRKC106 | IAJ0130
BRKC200 | 22.7 | 21.39 | LK | 20 AMP 240V DP CH BRKR |  |  |  | WESCO CH220 | DP - 240 VOLT C-H | P | 56.92 | 68.3 | 49.5 | 37.13 | 44.13 | 60.34 | EA | BRKC200 | BR340
BRKC200 | 22.7 | 21.39 | LK | 20 AMP 240V DP CH BRKR |  |  |  | WESCO CH220 | DP - 240 VOLT C-H | P | 56.92 | 68.3 | 49.5 | 37.13 | 44.13 | 60.34 | EA | BRKC200 | IAJ0220
BRKC202 | 0 | 22.27 | LK | 30 AMP 240V DP CH BRKR |  |  |  | WESCO CH230 | DP - 240 VOLT C-H | P | 56.92 | 68.3 | 49.5 | 37.13 | 31.81 | 60.34 | EA | BRKC202 | BR342
BRKC202 | 0 | 22.27 | LK | 30 AMP 240V DP CH BRKR |  |  |  | WESCO CH230 | DP - 240 VOLT C-H | P | 56.92 | 68.3 | 49.5 | 37.13 | 31.81 | 60.34 | EA | BRKC202 | IAJ0230
BRKC204 | 0 | 0 | LK | 40 AMP 240V DP CH BRKR | CIRCUIT BRKR |  |  | WESCO CH240 | DP - 240 VOLT C-H | P | 60.38 | 72.46 | 52.5 | 39.38 | 0 | 60.38 | EA | BRKC204 | BR344
BRKC204 | 0 | 0 | LK | 40 AMP 240V DP CH BRKR | CIRCUIT BRKR |  |  | WESCO CH240 | DP - 240 VOLT C-H | P | 60.38 | 72.46 | 52.5 | 39.38 | 0 | 60.38 | EA | BRKC204 | IAJ0240
BRKC206 | 0 | 0 | LK | 50 AMP 240V DP CH BRKR |  |  |  | CHAM CH250 | DP - 240 VOLT C-H | P | 60.38 | 72.46 | 52.5 | 39.38 | 35.58 | 60.38 | EA | BRKC206 | BR346
BRKC206 | 0 | 0 | LK | 50 AMP 240V DP CH BRKR |  |  |  | CHAM CH250 | DP - 240 VOLT C-H | P | 60.38 | 72.46 | 52.5 | 39.38 | 35.58 | 60.38 | EA | BRKC206 | CUTLER HAMMER CH250
BRKC206 | 0 | 0 | LK | 50 AMP 240V DP CH BRKR |  |  |  | CHAM CH250 | DP - 240 VOLT C-H | P | 60.38 | 72.46 | 52.5 | 39.38 | 35.58 | 60.38 | EA | BRKC206 | IAJ0250
BRKC206 | 0 | 0 | LK | 50 AMP 240V DP CH BRKR |  |  |  | CHAM CH250 | DP - 240 VOLT C-H | P | 60.38 | 72.46 | 52.5 | 39.38 | 35.58 | 60.38 | EA | BRKC206 | WESCO BR250
BRKC206 | 0 | 0 | LK | 50 AMP 240V DP CH BRKR |  |  |  | CHAM CH250 | DP - 240 VOLT C-H | P | 60.38 | 72.46 | 52.5 | 39.38 | 35.58 | 60.38 | EA | BRKC206 | WESTINGHOUSE BR250
BRKC208 | 23.6 | 23.6 | LK | 60 AMP 240V DP CH BRKR | CIRCUIT BRKR |  |  | WESCO CH260 | DP - 240 VOLT C-H | P | 62.45 | 74.93 | 54.3 | 40.73 | 45.88 | 62.45 | EA | BRKC208 | BR348
BRKC208 | 23.6 | 23.6 | LK | 60 AMP 240V DP CH BRKR | CIRCUIT BRKR |  |  | WESCO CH260 | DP - 240 VOLT C-H | P | 62.45 | 74.93 | 54.3 | 40.73 | 45.88 | 62.45 | EA | BRKC208 | IAJ0260
BRKQ208 | 13.87 | 11.55 | LK | 60 AMP 240V DP SQD | CIRCUIT BRKR |  |  | SQD Q0260 | DP - 240 VOLTS SQ D | P | 50.92 | 61.1 | 42.88 | 34.3 | 26.97 | 45.45 | EA | BRKQ208 | BR314
BRKQ208 | 13.87 | 11.55 | LK | 60 AMP 240V DP SQD | CIRCUIT BRKR |  |  | SQD Q0260 | DP - 240 VOLTS SQ D | P | 50.92 | 61.1 | 42.88 | 34.3 | 26.97 | 45.45 | EA | BRKQ208 | IAI0260
BRKQ210 | 0 | 0 | LK | 70 AMP 240V DP SQD | CIRCUIT BRKR |  |  | SQD QO270 | DP - 240 VOLTS SQ D | P | 101.84 | 122.21 | 85.76 | 68.61 | 0 | 107.95 | EA | BRKQ210 | BR316
BRKQ210 | 0 | 0 | LK | 70 AMP 240V DP SQD | CIRCUIT BRKR |  |  | SQD QO270 | DP - 240 VOLTS SQ D | P | 101.84 | 122.21 | 85.76 | 68.61 | 0 | 107.95 | EA | BRKQ210 | IAI0270
BRKQ212 | 61.81 | 61.81 | LK | QO-280 80 AMP 240V DP SQD | CIRCUIT BRKR |  |  |  | DP - 240 VOLTS SQ D | P | 143.64 | 172.37 | 120.96 | 96.77 | 120.16 | 128.22 | EA | BRKQ212 | BR317
BRKQ214 | 69.08 | 37.06 | LK | QO-2100 100 AMP 240V DP SQD | CIRCUIT BRKR |  |  |  | DP - 240 VOLTS SQ D | P | 143.64 | 172.37 | 120.96 | 96.77 | 120 | 120 | EA | BRKQ214 | BR319
BRKQ214 | 69.08 | 37.06 | LK | QO-2100 100 AMP 240V DP SQD | CIRCUIT BRKR |  |  |  | DP - 240 VOLTS SQ D | P | 143.64 | 172.37 | 120.96 | 96.77 | 120 | 120 | EA | BRKQ214 | XHB010
BRKC100 | 9.84 | 9.84 | LK | 15 AMP 120V SP CH BREAKER |  |  |  | WESCO CH115 | SP - 120 VOLT C-H | P | 23.98 | 28.78 | 20.85 | 15.64 | 19.13 | 23.98 | EA | BRKC100 | BR320
BRKC100 | 9.84 | 9.84 | LK | 15 AMP 120V SP CH BREAKER |  |  |  | WESCO CH115 | SP - 120 VOLT C-H | P | 23.98 | 28.78 | 20.85 | 15.64 | 19.13 | 23.98 | EA | BRKC100 | IAJ0115
BRKC102 | 9.84 | 9.84 | LK | 20 AMP 120V SP CH BREAKER |  |  |  | WESCO CH120 | SP - 120 VOLT C-H | P | 23.98 | 28.78 | 20.85 | 15.64 | 19.13 | 23.98 | EA | BRKC102 | BR322
BRKC102 | 9.84 | 9.84 | LK | 20 AMP 120V SP CH BREAKER |  |  |  | WESCO CH120 | SP - 120 VOLT C-H | P | 23.98 | 28.78 | 20.85 | 15.64 | 19.13 | 23.98 | EA | BRKC102 | IAJ0120
BRKQ104 | 6.01 | 4.8239 | LK | QO-120 20 AMP 120V SP SQ. D | CIRCUIT BRKR |  |  |  | SP - 120 VOLT SQ D | P | 22.12 | 26.54 | 18.62 | 14.9 | 15.12 | 23.45 | EA | BRKQ104 | BR302
BRKQ106 | 6.01 | 5.2273 | LK | QO-130 30 AMP 120V SP SQ. D | CIRCUIT BRKR |  |  |  | SP - 120 VOLT SQ D | P | 22.12 | 26.54 | 18.62 | 14.9 | 9.72 | 23.45 | EA | BRKQ106 | BR304
BRKQ200 | 13.87 | 11.8004 | LK | 20 AMP 240V DP SQD BRKR |  |  |  | SQD QO220 | DP - 240 VOLTS SQ D | P | 50.92 | 61.1 | 42.88 | 34.3 | 28.08 | 45.45 | EA | BRKQ200 | BR306
BRKQ200 | 13.87 | 11.8004 | LK | 20 AMP 240V DP SQD BRKR |  |  |  | SQD QO220 | DP - 240 VOLTS SQ D | P | 50.92 | 61.1 | 42.88 | 34.3 | 28.08 | 45.45 | EA | BRKQ200 | EL567
BRKQ200 | 13.87 | 11.8004 | LK | 20 AMP 240V DP SQD BRKR |  |  |  | SQD QO220 | DP - 240 VOLTS SQ D | P | 50.92 | 61.1 | 42.88 | 34.3 | 28.08 | 45.45 | EA | BRKQ200 | IAI0220
BRKQ202 | 16.52 | 12.2479 | LK | 30 AMP 240V DP SQD | CIRCUIT BRKR |  |  | SQD QO230 | DP - 240 VOLTS SQ D | P | 50.92 | 61.1 | 42.88 | 34.3 | 28.08 | 45.45 | EA | BRKQ202 | BR308
BRKQ202 | 16.52 | 12.2479 | LK | 30 AMP 240V DP SQD | CIRCUIT BRKR |  |  | SQD QO230 | DP - 240 VOLTS SQ D | P | 50.92 | 61.1 | 42.88 | 34.3 | 28.08 | 45.45 | EA | BRKQ202 | IAI0230
BRKQ202 | 16.52 | 12.2479 | LK | 30 AMP 240V DP SQD | CIRCUIT BRKR |  |  | SQD QO230 | DP - 240 VOLTS SQ D | P | 50.92 | 61.1 | 42.88 | 34.3 | 28.08 | 45.45 | EA | BRKQ202 | XLK669
BRKQ204 | 13.87 | 12.6033 | LK | 40 AMP 240V DP SQD | CIRCUIT BRKR |  |  | SQD QO240 | DP - 240 VOLTS SQ D | P | 50.92 | 61.1 | 42.88 | 34.3 | 26.97 | 45.45 | EA | BRKQ204 | BR310
BRKQ204 | 13.87 | 12.6033 | LK | 40 AMP 240V DP SQD | CIRCUIT BRKR |  |  | SQD QO240 | DP - 240 VOLTS SQ D | P | 50.92 | 61.1 | 42.88 | 34.3 | 26.97 | 45.45 | EA | BRKQ204 | IAI0240
BRKQ206 | 13.87 | 11.8483 | LK | 50A DOUBLE POLE SQUARE D | CIRCUIT BREAKER |  |  | SQD Q0250 | DP - 240 VOLTS SQ D | P | 50.92 | 61.1 | 42.88 | 34.3 | 26.97 | 45.45 | EA | BRKQ206 | BR312
BRKQ206 | 13.87 | 11.8483 | LK | 50A DOUBLE POLE SQUARE D | CIRCUIT BREAKER |  |  | SQD Q0250 | DP - 240 VOLTS SQ D | P | 50.92 | 61.1 | 42.88 | 34.3 | 26.97 | 45.45 | EA | BRKQ206 | EL566
BRKQ206 | 13.87 | 11.8483 | LK | 50A DOUBLE POLE SQUARE D | CIRCUIT BREAKER |  |  | SQD Q0250 | DP - 240 VOLTS SQ D | P | 50.92 | 61.1 | 42.88 | 34.3 | 26.97 | 45.45 | EA | BRKQ206 | IAI0250
BRKQ206 | 13.87 | 11.8483 | LK | 50A DOUBLE POLE SQUARE D | CIRCUIT BREAKER |  |  | SQD Q0250 | DP - 240 VOLTS SQ D | P | 50.92 | 61.1 | 42.88 | 34.3 | 26.97 | 45.45 | EA | BRKQ206 | SQUARE D QO-250
BRA220 | 0 | 0 | LK | SMALL TRANSF CLUSTER BRACKET |  |  |  |  | BRACKETS | P | 201.09 | 241.31 | 174.86 | 174.86 | 0 | 241.31 | EA | BRA220 | BR220
BRA220 | 0 | 0 | LK | SMALL TRANSF CLUSTER BRACKET |  |  |  |  | BRACKETS | P | 201.09 | 241.31 | 174.86 | 174.86 | 0 | 241.31 | EA | BRA220 | DT6C1
BRA222 | 0 | 0 | LK | LARGE TRANSF CLUSTER BRACKET |  |  |  |  | BRACKETS | P | 389.36 | 467.23 | 338.57 | 338.57 | 0 | 467.23 | EA | BRA222 | BR222
BRKQ100 | 25.97 | 47.605 | LK | QO2020 TANDEM BRKR | 20 AMP 120V SP SQD |  |  |  | SP - 120 VOLT SQD | P | 98.04 | 117.65 | 82.56 | 66.05 | 76.25 | 103.92 | EA | BRKQ100 | BR295
BRKQ102 | 6.01 | 5.6687 | LK | 15A 120V SP SQD BRKR |  |  |  | SQD QO115 | SP - 120 VOLT SQ D | P | 22.12 | 26.54 | 18.62 | 14.9 | 15.12 | 23.45 | EA | BRKQ102 | BR300
BRKQ102 | 6.01 | 5.6687 | LK | 15A 120V SP SQD BRKR |  |  |  | SQD QO115 | SP - 120 VOLT SQ D | P | 22.12 | 26.54 | 18.62 | 14.9 | 15.12 | 23.45 | EA | BRKQ102 | IAI0115
BRKQ102 | 6.01 | 5.6687 | LK | 15A 120V SP SQD BRKR |  |  |  | SQD QO115 | SP - 120 VOLT SQ D | P | 22.12 | 26.54 | 18.62 | 14.9 | 15.12 | 23.45 | EA | BRKQ102 | XLK479
BOX104 | 296 | 825 | LK | WEATHERPROOF BOX (3) 1/2" HOLE | 1G |  |  | THM IHD3-1-LM | BOXES | P | 1192.55 | 1431.06 | 1037 | 778 | 575.42 | 1192.55 | C | BOX104 | BELL
BOX104 | 296 | 825 | LK | WEATHERPROOF BOX (3) 1/2" HOLE | 1G |  |  | THM IHD3-1-LM | BOXES | P | 1192.55 | 1431.06 | 1037 | 778 | 575.42 | 1192.55 | C | BOX104 | BO350
BOX104 | 296 | 825 | LK | WEATHERPROOF BOX (3) 1/2" HOLE | 1G |  |  | THM IHD3-1-LM | BOXES | P | 1192.55 | 1431.06 | 1037 | 778 | 575.42 | 1192.55 | C | BOX104 | CCHC TP7010
BOX104 | 296 | 825 | LK | WEATHERPROOF BOX (3) 1/2" HOLE | 1G |  |  | THM IHD3-1-LM | BOXES | P | 1192.55 | 1431.06 | 1037 | 778 | 575.42 | 1192.55 | C | BOX104 | DAL1001
BOX104 | 296 | 825 | LK | WEATHERPROOF BOX (3) 1/2" HOLE | 1G |  |  | THM IHD3-1-LM | BOXES | P | 1192.55 | 1431.06 | 1037 | 778 | 575.42 | 1192.55 | C | BOX104 | P&S WPB23
BOX104 | 296 | 825 | LK | WEATHERPROOF BOX (3) 1/2" HOLE | 1G |  |  | THM IHD3-1-LM | BOXES | P | 1192.55 | 1431.06 | 1037 | 778 | 575.42 | 1192.55 | C | BOX104 | PERFECT LINE T11
BOX104 | 296 | 825 | LK | WEATHERPROOF BOX (3) 1/2" HOLE | 1G |  |  | THM IHD3-1-LM | BOXES | P | 1192.55 | 1431.06 | 1037 | 778 | 575.42 | 1192.55 | C | BOX104 | RACO 5320
BOX104 | 296 | 825 | LK | WEATHERPROOF BOX (3) 1/2" HOLE | 1G |  |  | THM IHD3-1-LM | BOXES | P | 1192.55 | 1431.06 | 1037 | 778 | 575.42 | 1192.55 | C | BOX104 | RED DOT IH31LM
BOX104 | 296 | 825 | LK | WEATHERPROOF BOX (3) 1/2" HOLE | 1G |  |  | THM IHD3-1-LM | BOXES | P | 1192.55 | 1431.06 | 1037 | 778 | 575.42 | 1192.55 | C | BOX104 | THM IHD3-1-LM
BOX104 | 296 | 825 | LK | WEATHERPROOF BOX (3) 1/2" HOLE | 1G |  |  | THM IHD3-1-LM | BOXES | P | 1192.55 | 1431.06 | 1037 | 778 | 575.42 | 1192.55 | C | BOX104 | XLK193
BOX104 | 296 | 825 | LK | WEATHERPROOF BOX (3) 1/2" HOLE | 1G |  |  | THM IHD3-1-LM | BOXES | P | 1192.55 | 1431.06 | 1037 | 778 | 575.42 | 1192.55 | C | BOX104 | XLK477
BOX106 | 0 | 1036 | LK | WEATHERPROOF BOX 4 HOLE 1/2" | 2G |  |  | #5321-0 | BOXES | P | 1477.75 | 1773.3 | 1285 | 964 | 1495 | 1755 | C | BOX106 | BO352
BOX108 | 0 | 7.6947 | LK | BELL BOX RT 1G W/3 3/4 HUB | DEEP |  |  | THM IH3-2-LM | BOXES | P | 1596.2 | 1915.44 | 1388 | 1041 | 30.94 | 591.73 | ea | BOX108 | BO353
BOX108 | 0 | 7.6947 | LK | BELL BOX RT 1G W/3 3/4 HUB | DEEP |  |  | THM IH3-2-LM | BOXES | P | 1596.2 | 1915.44 | 1388 | 1041 | 30.94 | 591.73 | ea | BOX108 | DAL1004
BOX110 | 0 | 332.33 | LK | WEATHERPROOF BOX 4 HOLE 3/4" | 2G BELL BOX |  |  | #5330-0 | BOXES | P | 1514.55 | 1817.46 | 1317 | 988 | 0 | 1605.42 | C | BOX110 | BO354
BOX112 | 0 | 185.86 | LK | #T3620 200A 600V 3PH | JUNCTION BOX 14" X 21" |  |  |  | BOXES | P | 451.67 | 542 | 451.67 | 451.67 | 361.8 | 451.67 | EA | BOX112 | BO400
BOL310 | 0 | 0 | LK | 1/2 X 3/4" STAINLESS BOLT |  |  |  |  | STAINLESS BOLTS | P | 1.4 | 1.68 | 1.4 | 1.26 | 0 | 1.4 | EA | BOL310 | BO310
BOL312 | 0 | 0 | LK | 1/2 X 1 1/2" STAINLESS BOLT |  |  |  |  | STAINLESS BOLTS | P | 2.23 | 2.68 | 2.23 | 2.01 | 0 | 2.23 | EA | BOL312 | BO312
BOL320 | 0 | 0 | LK | 5/8 X 10" TEA BOLT | ANGLE EYE BOLT |  |  | CHN 5010 (25 BOX) | TEA BOLTS | P | 839.5 | 1007.4 | 730 | 730 | 0 | 839.5 | C | BOL320 | BO320
BOL320 | 0 | 0 | LK | 5/8 X 10" TEA BOLT | ANGLE EYE BOLT |  |  | CHN 5010 (25 BOX) | TEA BOLTS | P | 839.5 | 1007.4 | 730 | 730 | 0 | 839.5 | C | BOL320 | RAB0149
BOL322 | 0 | 289.63 | LK | 5/8 X 12" TEA BOLT | ANGLE EYE BOLT |  |  | CHN 5012/MGR DG4F12 (25/box) | TEA BOLTS | P | 893.55 | 1072.26 | 777 | 777 | 0 | 893.55 | C | BOL322 | BO322
BOL322 | 0 | 289.63 | LK | 5/8 X 12" TEA BOLT | ANGLE EYE BOLT |  |  | CHN 5012/MGR DG4F12 (25/box) | TEA BOLTS | P | 893.55 | 1072.26 | 777 | 777 | 0 | 893.55 | C | BOL322 | RAB0150
BOX100 | 94 | 97.16 | LK | 4" SQUARE BOX |  |  |  | THM 52171V-1/2&3/4 | BOXES | P | 1599.52 | 1919.42 | 999.7 | 600 | 167.4 | 399.41 | C | BOX100 | BO340
BOX100 | 94 | 97.16 | LK | 4" SQUARE BOX |  |  |  | THM 52171V-1/2&3/4 | BOXES | P | 1599.52 | 1919.42 | 999.7 | 600 | 167.4 | 399.41 | C | BOX100 | DAA1004
BOX102 | 180 | 179.0784 | LK | HANDY BOX WITH 1/2" K.O. |  |  |  | THM 58371-1/2 | BOXES | P | 643.52 | 772.22 | 402.2 | 322 | 349.92 | 643.52 | C | BOX102 | BO348
BOX102 | 180 | 179.0784 | LK | HANDY BOX WITH 1/2" K.O. |  |  |  | THM 58371-1/2 | BOXES | P | 643.52 | 772.22 | 402.2 | 322 | 349.92 | 643.52 | C | BOX102 | DAD1001
BOL280 | 0 | 196 | LK | 5/8 X 10" OVAL EYE BOLT |  |  |  |  | OVAL EYE BOLTS | P | 650.9 | 781.08 | 566 | 566 | 0 | 689.95 | C | BOL280 | BO280
BOL282 | 0 | 359 | LK | 5/8 X 12" OVAL EYE BOLT |  |  |  | MGR DF2E12 | OVAL EYE BOLTS | P | 665.85 | 799.02 | 579 | 579 | 0 | 705.8 | C | BOL282 | BO282
BOL282 | 0 | 359 | LK | 5/8 X 12" OVAL EYE BOLT |  |  |  | MGR DF2E12 | OVAL EYE BOLTS | P | 665.85 | 799.02 | 579 | 579 | 0 | 705.8 | C | BOL282 | RAB0051
BOL290 | 0 | 0 | LK | MOTOR RAIL PUSH BOLT ADJ | (CUSTOM) |  |  |  | PUSH BOLTS | P | 77 | 92.4 | 77 | 65.45 | 0 | 81.62 | EA | BOL290 | BO290
BOL300 | 0 | 0.13 | LK | 1/4 X 1" STAINLESS STEEL BOLT |  |  |  |  | STAINLESS BOLTS | P | 0.33 | 0.4 | 0.33 | 0.3 | 0.36 | 0.41 | EA | BOL300 | BO300
BOL304 | 0 | 0 | LK | 3/8 X 1" STAINLESS STEEL BOLT |  |  |  |  | STAINLESS BOLTS | P | 1.27 | 1.52 | 1.27 | 1.14 | 0 | 1.27 | EA | BOL304 | BO304
BOL306 | 0 | 0 | LK | 3/8 x 1 1/2" STAINLESS BOLT |  |  |  |  | STAINLESS BOLTS | P | 1.73 | 2.08 | 1.73 | 1.56 | 0 | 1.73 | EA | BOL306 | BO306
BOL238 | 0 | 127.62 | LK | 5/8 X 18" MACHINE BOLT |  |  |  |  | MACHINE BOLTS | P | 385.25 | 462.3 | 335 | 335 | 0 | 365 | C | BOL238 | BO238
BOL240 | 0 | 218.34 | LK | 5/8 X 20" MACHINE BOLT |  |  |  |  | MACHINE BOLTS | P | 549.7 | 659.64 | 478 | 478 | 0 | 467.25 | C | BOL240 | BO240
BOL242 | 0 | 312 | LK | 3/4 X 12" MACHINE BOLT |  |  |  | CHN 8912/MGR DF4B12 (50/box) | MACHINE BOLTS | P | 456.55 | 547.86 | 397 | 397 | 0 | 485.6 | C | BOL242 | BO242
BOL242 | 0 | 312 | LK | 3/4 X 12" MACHINE BOLT |  |  |  | CHN 8912/MGR DF4B12 (50/box) | MACHINE BOLTS | P | 456.55 | 547.86 | 397 | 397 | 0 | 485.6 | C | BOL242 | RAB3412
BOL244 | 0 | 372 | LK | 3/4 X 14" MACHINE BOLT |  |  |  | CHN 8914/MGR DF4B14 (25/box) | MACHINE BOLTS | P | 512.9 | 615.48 | 446 | 446 | 0 | 621.24 | C | BOL244 | BO244
BOL244 | 0 | 372 | LK | 3/4 X 14" MACHINE BOLT |  |  |  | CHN 8914/MGR DF4B14 (25/box) | MACHINE BOLTS | P | 512.9 | 615.48 | 446 | 446 | 0 | 621.24 | C | BOL244 | RAB3414
BOL260 | 0 | 0.7428 | LK | 1/2" MOTOR MOUNT BOLT |  |  |  |  | MOTOR MOUNT BOLTS | P | 9.65 | 11.58 | 9.65 | 9.65 | 8.62 | 8.62 | EA | BOL260 | BO260
BOL262 | 0 | 0 | LK | 5/8" MOTOR MOUNT BOLT |  |  |  |  | MOTOR MOUNT BOLTS | P | 9.95 | 11.94 | 9.95 | 9.95 | 0 | 10.55 | EA | BOL262 | BO262
BOL224 | 0 | 51 | LK | 5/8 X 6" MACHINE BOLT |  |  |  |  | MACHINE BOLTS | P | 198.95 | 238.74 | 173 | 173 | 0 | 198.95 | C | BOL224 | BO224
BOL226 | 0 | 60.24 | LK | 5/8 X 8" MACHINE BOLT |  |  |  |  | MACHINE BOLTS | P | 211.6 | 253.92 | 184 | 184 | 0 | 211.6 | C | BOL226 | BO226
BOL230 | 0 | 141.2 | LK | 5/8 X 10" MACHINE BOLT |  |  |  | CHN 8810/MGR DF3B10 (50/box) | MACHINE BOLTS | P | 200.1 | 240.12 | 174 | 174 | 270 | 265 | C | BOL230 | BO230
BOL230 | 0 | 141.2 | LK | 5/8 X 10" MACHINE BOLT |  |  |  | CHN 8810/MGR DF3B10 (50/box) | MACHINE BOLTS | P | 200.1 | 240.12 | 174 | 174 | 270 | 265 | C | BOL230 | RAB5810
BOL232 | 0 | 172 | LK | 5/8 X 12" MACHINE BOLT |  |  |  | CHN 8812 (50/box) | MACHINE BOLTS | P | 297 | 356.4 | 198 | 198 | 334.8 | 356.4 | C | BOL232 | BO232
BOL232 | 0 | 172 | LK | 5/8 X 12" MACHINE BOLT |  |  |  | CHN 8812 (50/box) | MACHINE BOLTS | P | 297 | 356.4 | 198 | 198 | 334.8 | 356.4 | C | BOL232 | RAB5812
BOL234 | 0 | 185 | LK | 5/8 X 14" MACHINE BOLT |  |  |  | CHN 8814/MGR DF3B14 (50/box) | MACHINE BOLTS | P | 255.3 | 306.36 | 222 | 222 | 0 | 375.12 | C | BOL234 | BO234
BOL234 | 0 | 185 | LK | 5/8 X 14" MACHINE BOLT |  |  |  | CHN 8814/MGR DF3B14 (50/box) | MACHINE BOLTS | P | 255.3 | 306.36 | 222 | 222 | 0 | 375.12 | C | BOL234 | RAB5814
BOL236 | 0 | 208 | LK | 5/8 X 16" MACHINE BOLT |  |  |  | CHN 8816/MGR DF3B16 (50/box) | MACHINE BOLTS | P | 324.3 | 389.16 | 282 | 282 | 0 | 364.23 | C | BOL236 | BO236
BOL236 | 0 | 208 | LK | 5/8 X 16" MACHINE BOLT |  |  |  | CHN 8816/MGR DF3B16 (50/box) | MACHINE BOLTS | P | 324.3 | 389.16 | 282 | 282 | 0 | 364.23 | C | BOL236 | RAB5816
BOL174 | 0 | 382.85 | LK | 5/8 X 22" DOUBLE ARMING BOLT |  |  |  | CHN 8872/MGR DF2D22 (50/box) | DOUBLE ARMING BOLTS | P | 572.7 | 687.24 | 498 | 498 | 0 | 704.18 | C | BOL174 | BO174
BOL174 | 0 | 382.85 | LK | 5/8 X 22" DOUBLE ARMING BOLT |  |  |  | CHN 8872/MGR DF2D22 (50/box) | DOUBLE ARMING BOLTS | P | 572.7 | 687.24 | 498 | 498 | 0 | 704.18 | C | BOL174 | RAB5822
BOL176 | 0 | 241.44 | LK | 5/8 X 24" DOUBLE ARMING BOLT |  |  |  | CHN 8874/MGR DRD224 | DOUBLE ARMING BOLTS | P | 633.65 | 760.38 | 551 | 551 | 0 | 633.65 | C | BOL176 | BO176
BOL176 | 0 | 241.44 | LK | 5/8 X 24" DOUBLE ARMING BOLT |  |  |  | CHN 8874/MGR DRD224 | DOUBLE ARMING BOLTS | P | 633.65 | 760.38 | 551 | 551 | 0 | 633.65 | C | BOL176 | RAB5824
BOL190 | 0 | 334.85 | LK | 5/8 X 10" DOUBLE UPSET BOLT |  |  |  |  | DOUBLE UPSET BOLTS | P | 1077.55 | 1293.06 | 937 | 937 | 0 | 1077.55 | C | BOL190 | BO190
BOL192 | 0 | 293.93 | LK | 5/8 X 12" DOUBLE UPSET BOLT |  |  |  |  | DOUBLE UPSET BOLTS | P | 1109.75 | 1331.7 | 965 | 965 | 0 | 1109.75 | C | BOL192 | BO192
BOL210 | 0 | 1.0278 | LK | 1/2 X 6" MACHINE BOLT |  |  |  |  | MACHINE BOLTS | P | 173.65 | 208.38 | 151 | 151 | 199.8 | 173.65 | C | BOL210 | BO210
BOL216 | 0 | 139 | LK | 1/2 X 12" MACHINE BOLT |  |  |  |  | MACHINE BOLTS | P | 251.85 | 302.22 | 219 | 219 | 0 | 251.85 | C | BOL216 | BO216
BOL146 | 0.35 | 0.1631 | LK | 3/8" X 1" COURSE THREAD | HEX-HEAD BOLT |  | FAST 110120344 | BM 3/8-16X1 (25/lb) | COURSE THREAD BOLTS | P | 0.53 | 0.64 | 0.53 | 0.48 | 0.68 | 1.35 | EA | BOL146 | BO130
BOL146 | 0.35 | 0.1631 | LK | 3/8" X 1" COURSE THREAD | HEX-HEAD BOLT |  | FAST 110120344 | BM 3/8-16X1 (25/lb) | COURSE THREAD BOLTS | P | 0.53 | 0.64 | 0.53 | 0.48 | 0.68 | 1.35 | EA | BOL146 | QAC0403
BOL132 | 0 | 0.2663 | LK | 3/8" X 1 1/2" COURSE THREAD | HEX-HEAD BOLT |  | FAST 110120348 | BM 3/8-16X1/2 MACH BOLT HEX | COURSE THREAD BOLTS | P | 0.7 | 0.84 | 0.7 | 0.63 | 0.49 | 1.65 | EA | BOL132 | BO132
BOL132 | 0 | 0.2663 | LK | 3/8" X 1 1/2" COURSE THREAD | HEX-HEAD BOLT |  | FAST 110120348 | BM 3/8-16X1/2 MACH BOLT HEX | COURSE THREAD BOLTS | P | 0.7 | 0.84 | 0.7 | 0.63 | 0.49 | 1.65 | EA | BOL132 | QAC0405
BOL140 | 0 | 0.25 | LK | 1/2" X 1" COURSE THREAD | HEX-HEAD BOLT |  |  | BAKER MTL GRADE 5 (12/LB) | COURSE THREAD BOLTS | P | 1.13 | 1.36 | 1.13 | 1.02 | 0.49 | 0.6 | EA | BOL140 | BO140
BOL140 | 0 | 0.25 | LK | 1/2" X 1" COURSE THREAD | HEX-HEAD BOLT |  |  | BAKER MTL GRADE 5 (12/LB) | COURSE THREAD BOLTS | P | 1.13 | 1.36 | 1.13 | 1.02 | 0.49 | 0.6 | EA | BOL140 | QAC0503
BOL142 | 0 | 0.42 | LK | 1/2" X 1 1/2" COURSE THREAD | HEX-HEAD BOLT |  |  | BAKER MTL GRADE 5 (9/LB) | COURSE THREAD BOLTS | P | 1.43 | 1.72 | 1.43 | 1.29 | 0.81 | 0.81 | EA | BOL142 | BO142
BOL142 | 0 | 0.42 | LK | 1/2" X 1 1/2" COURSE THREAD | HEX-HEAD BOLT |  |  | BAKER MTL GRADE 5 (9/LB) | COURSE THREAD BOLTS | P | 1.43 | 1.72 | 1.43 | 1.29 | 0.81 | 0.81 | EA | BOL142 | QAC0505
BOL170 | 0 | 219 | LK | 5/8 X 18" DOUBLE ARMING BOLT |  |  |  | MGR DF2D18 | DOUBLE ARMING BOLTS | P | 515.2 | 618.24 | 448 | 448 | 0 | 515.2 | C | BOL170 | BO170
BOL170 | 0 | 219 | LK | 5/8 X 18" DOUBLE ARMING BOLT |  |  |  | MGR DF2D18 | DOUBLE ARMING BOLTS | P | 515.2 | 618.24 | 448 | 448 | 0 | 515.2 | C | BOL170 | RAB5818
BOL172 | 0 | 395 | LK | 5/8 X 20" DOUBLE ARMING BOLT |  |  |  |  | DOUBLE ARMING BOLTS | P | 542.8 | 651.36 | 472 | 472 | 0 | 659.65 | C | BOL172 | BO172
BLO220 | 0 | 5.4091 | LK | COVER FOR PWR DISTR BLCK |  |  |  |  | DISTRIBUTION BLOCKS | P | 7.94 | 9.53 | 7.94 | 7.15 | 9.85 | 9.85 | EA | BLO220 | BL220
BLO220 | 0 | 5.4091 | LK | COVER FOR PWR DISTR BLCK |  |  |  |  | DISTRIBUTION BLOCKS | P | 7.94 | 9.53 | 7.94 | 7.15 | 9.85 | 9.85 | EA | BLO220 | XLK171
BLO220 | 0 | 5.4091 | LK | COVER FOR PWR DISTR BLCK |  |  |  |  | DISTRIBUTION BLOCKS | P | 7.94 | 9.53 | 7.94 | 7.15 | 9.85 | 9.85 | EA | BLO220 | XLK306
BLO220 | 0 | 5.4091 | LK | COVER FOR PWR DISTR BLCK |  |  |  |  | DISTRIBUTION BLOCKS | P | 7.94 | 9.53 | 7.94 | 7.15 | 9.85 | 9.85 | EA | BLO220 | XLK340
BLO220 | 0 | 5.4091 | LK | COVER FOR PWR DISTR BLCK |  |  |  |  | DISTRIBUTION BLOCKS | P | 7.94 | 9.53 | 7.94 | 7.15 | 9.85 | 9.85 | EA | BLO220 | XLK380
BLO224 | 55.22 | 55.22 | LK | POWER TERMINAL BLOCK |  |  |  | ALB 1492-PD-3163 | DISTRIBUTION BLOCKS | P | 101.35 | 121.62 | 101.35 | 91.22 | 107.35 | 138.86 | EA | BLO224 | BL224
BLO224 | 55.22 | 55.22 | LK | POWER TERMINAL BLOCK |  |  |  | ALB 1492-PD-3163 | DISTRIBUTION BLOCKS | P | 101.35 | 121.62 | 101.35 | 91.22 | 107.35 | 138.86 | EA | BLO224 | FAB2300
BLO224 | 55.22 | 55.22 | LK | POWER TERMINAL BLOCK |  |  |  | ALB 1492-PD-3163 | DISTRIBUTION BLOCKS | P | 101.35 | 121.62 | 101.35 | 91.22 | 107.35 | 138.86 | EA | BLO224 | XLK171
BLO224 | 55.22 | 55.22 | LK | POWER TERMINAL BLOCK |  |  |  | ALB 1492-PD-3163 | DISTRIBUTION BLOCKS | P | 101.35 | 121.62 | 101.35 | 91.22 | 107.35 | 138.86 | EA | BLO224 | XLK306
BLO224 | 55.22 | 55.22 | LK | POWER TERMINAL BLOCK |  |  |  | ALB 1492-PD-3163 | DISTRIBUTION BLOCKS | P | 101.35 | 121.62 | 101.35 | 91.22 | 107.35 | 138.86 | EA | BLO224 | XLK380
BLO230 | 0 | 15.7089 | LK | #4-#14 AWG TERM DOUBLE SIDE |  |  |  | BUR BIT-4 #14 AWG-#4 AWG | DISTRIBUTION BLOCKS | P | 26.44 | 31.73 | 26.44 | 23.8 | 30.41 | 15.42 | EA | BLO230 | EPIC EL456
BLO230 | 0 | 15.7089 | LK | #4-#14 AWG TERM DOUBLE SIDE |  |  |  | BUR BIT-4 #14 AWG-#4 AWG | DISTRIBUTION BLOCKS | P | 26.44 | 31.73 | 26.44 | 23.8 | 30.41 | 15.42 | EA | BLO230 | FAB1001
BOL100 | 20.73 | 20.73 | LK | 3/8" X 4-1/2" CARRIAGE BOLT |  |  |  | CHN 8634/MGR DF1C450 (250/box) | CARRIAGE BOLTS | P | 125.35 | 150.42 | 109 | 109 | 40.29 | 125.35 | C | BOL100 | BO100
BOL100 | 20.73 | 20.73 | LK | 3/8" X 4-1/2" CARRIAGE BOLT |  |  |  | CHN 8634/MGR DF1C450 (250/box) | CARRIAGE BOLTS | P | 125.35 | 150.42 | 109 | 109 | 40.29 | 125.35 | C | BOL100 | RAB0006
BEL362 | 0 | 0 | LK | 4C X 270 BANDED C BELT |  |  |  |  | BANDED ""C"" BELTS | P | 679.23 | 815.08 | 679.23 | 543.38 | 0 | 719.98 | EA | BEL362 | BE362
BEL364 | 0 | 0 | LK | 4C X 285 BANDED C BELT |  |  |  |  | BANDED ""C"" BELTS | P | 716.79 | 860.15 | 716.79 | 573.43 | 0 | 759.8 | EA | BEL364 | BE364
BEL366 | 0 | 0 | LK | 4C X 300 BANDED C BELT |  |  |  |  | BANDED ""C"" BELTS | P | 753.74 | 904.49 | 753.74 | 602.99 | 0 | 798.96 | EA | BEL366 | BE366
BEL368 | 0 | 0 | LK | 4C X 315 BANDED C BELT |  |  |  |  | BANDED ""C"" BELTS | P | 791.01 | 949.21 | 791.01 | 632.81 | 0 | 838.47 | EA | BEL368 | BE368
BEL374 | 0 | 0 | LK | 4C X 360 BANDED C BELT |  |  |  |  | BANDED ""C"" BELTS | P | 902.77 | 1083.32 | 902.77 | 722.22 | 0 | 956.94 | EA | BEL374 | BE374
BLO200 | 0 | 0 | LK | 4" X 8" X 16" CINDER BLOCK |  |  |  |  | CINDER BLOCK | P | 5.04 | 6.05 | 4.58 | 4.12 | 0 | 5.34 | EA | BLO200 | BL200
BLO205 | 0 | 0 | LK | 6" X 8" X 6' CURB BLOCK |  |  |  |  | CURB BLOCK | P | 75 | 90 | 75 | 67.5 | 0 | 79.5 | EA | BLO205 | BL205
BEL348 | 0 | 0 | LK | 4C X 173 BANDED C BELT |  |  |  |  | BANDED ""C"" BELTS | P | 438.51 | 526.21 | 438.51 | 350.81 | 0 | 464.82 | EA | BEL348 | BE348
BEL350 | 0 | 0 | LK | 4C X 180 BANDED C BELT |  |  |  |  | BANDED ""C"" BELTS | P | 458.57 | 550.28 | 458.57 | 366.86 | 0 | 486.08 | EA | BEL350 | BE350
BEL352 | 0 | 0 | LK | 4C X 195 BANDED C BELT |  |  |  |  | BANDED ""C"" BELTS | P | 495.73 | 594.88 | 495.73 | 396.58 | 0 | 525.47 | EA | BEL352 | BE352
BEL354 | 0 | 0 | LK | 4C X 210 BANDED C BELT |  |  |  |  | BANDED ""C"" BELTS | P | 535.92 | 643.1 | 535.92 | 428.74 | 0 | 568.08 | EA | BEL354 | BE354
BEL356 | 0 | 0 | LK | 4C X 225 BANDED C BELT |  |  |  |  | BANDED ""C"" BELTS | P | 568.3 | 681.96 | 568.3 | 454.64 | 0 | 602.4 | EA | BEL356 | BE356
BEL358 | 0 | 0 | LK | 4C X 240 BANDED C BELT |  |  |  |  | BANDED ""C"" BELTS | P | 601.84 | 722.21 | 601.84 | 481.47 | 0 | 637.95 | EA | BEL358 | BE358
BEL360 | 0 | 0 | LK | 4C X 255 BANDED C BELT |  |  |  |  | BANDED ""C"" BELTS | P | 643.67 | 772.4 | 643.67 | 514.94 | 0 | 682.29 | EA | BEL360 | BE360
BEL260 | 0 | 0 | LK | 3C X 210 BANDED C BELT |  |  |  |  | BANDED ""C"" BELTS | P | 401.95 | 482.34 | 401.95 | 321.56 | 0 | 426.07 | EA | BEL260 | BE260
BEL262 | 0 | 0 | LK | 3C X 180 BANDED C BELT |  |  |  |  | BANDED ""C"" BELTS | P | 426.22 | 511.46 | 426.22 | 340.98 | 0 | 451.79 | EA | BEL262 | BE262
BEL264 | 0 | 0 | LK | 3C X 240 BANDED C BELT |  |  |  |  | BANDED ""C"" BELTS | P | 451.37 | 541.64 | 451.37 | 361.1 | 0 | 478.45 | EA | BEL264 | BE264
BEL268 | 0 | 0 | LK | 3C X 270 BANDED C BELT |  |  |  |  | BANDED ""C"" BELTS | P | 509.42 | 611.3 | 509.42 | 407.54 | 0 | 539.99 | EA | BEL268 | BE268
BEL270 | 0 | 0 | LK | 3C X 285 BANDED C BELT |  |  |  |  | BANDED ""C"" BELTS | P | 537.59 | 645.11 | 537.59 | 430.07 | 0 | 569.85 | EA | BEL270 | BE270
BEL280 | 0 | 0 | LK | 3C X 360 BANDED C BELT |  |  |  |  | BANDED ""C"" BELTS | P | 677.08 | 812.5 | 677.08 | 541.66 | 0 | 717.7 | EA | BEL280 | BE280
BEL342 | 0 | 0 | LK | 4C X 144 BANDED C BELT |  |  |  |  | BANDED ""C"" BELTS | P | 366.82 | 440.18 | 366.82 | 293.46 | 0 | 388.83 | EA | BEL342 | BE342
BEL182 | 0 | 0 | LK | C SECTION V-BELTS C-360 |  |  |  |  | ""C"" SECTION V-BELTS | P | 125.27 | 150.32 | 125.27 | 100.22 | 0 | 132.79 | EA | BEL182 | BE182
BEL184 | 0 | 0 | LK | C SECTION V-BELTS C-390 |  |  |  |  | ""C"" SECTION V-BELTS | P | 136.01 | 163.21 | 136.01 | 108.81 | 0 | 144.17 | EA | BEL184 | BE184
BEL250 | 0 | 0 | LK | 3C X 158 BANDED C BELT |  |  |  |  | BANDED ""C"" BELTS | P | 300.93 | 361.12 | 300.93 | 240.74 | 0 | 318.99 | EA | BEL250 | BE250
BEL252 | 0 | 0 | LK | 3C X 162 BANDED C BELT |  |  |  |  | BANDED ""C"" BELTS | P | 307.38 | 368.86 | 307.368 | 245.9 | 0 | 325.82 | EA | BEL252 | BE252
BEL254 | 0 | 0 | LK | 3C X 173 BANDED C BELT |  |  |  |  | BANDED ""C"" BELTS | P | 328.88 | 394.66 | 328.88 | 263.1 | 0 | 348.61 | EA | BEL254 | BE254
BEL256 | 0 | 0 | LK | 3C X 180 BANDED C BELT |  |  |  |  | BANDED ""C"" BELTS | P | 343.91 | 412.69 | 343.91 | 275.13 | 0 | 364.54 | EA | BEL256 | BE256
BEL258 | 0 | 0 | LK | 3C X 195 BANDED C BELT |  |  |  |  | BANDED ""C"" BELTS | P | 371.8 | 446.16 | 371.8 | 297.44 | 0 | 394.11 | EA | BEL258 | BE258
BEL168 | 0 | 0 | LK | C SECTION V-BELTS C-255 |  |  |  |  | ""C"" SECTION V-BELTS | P | 89.3 | 107.16 | 89.3 | 71.44 | 0 | 94.66 | EA | BEL168 | BE168
BEL170 | 0 | 0 | LK | C SECTION V-BELTS C-270 |  |  |  |  | ""C"" SECTION V-BELTS | P | 94.25 | 113.1 | 94.25 | 75.4 | 0 | 99.91 | EA | BEL170 | BE170
BEL172 | 0 | 0 | LK | C SECTION V-BELTS C-285 |  |  |  |  | ""C"" SECTION V-BELTS | P | 99.44 | 119.33 | 99.44 | 79.55 | 0 | 105.41 | EA | BEL172 | BE172
BEL174 | 0 | 0 | LK | C SECTION V-BELTS C-300 |  |  |  |  | ""C"" SECTION V-BELTS | P | 104.58 | 125.5 | 104.58 | 83.66 | 0 | 110.85 | EA | BEL174 | BE174
BEL176 | 0 | 0 | LK | C SECTION V-BELTS C-315 |  |  |  |  | ""C"" SECTION V-BELTS | P | 109.75 | 131.7 | 109.75 | 87.8 | 0 | 116.34 | EA | BEL176 | BE176
BEL178 | 0 | 0 | LK | C SECTION V-BELTS C-330 |  |  |  |  | ""C"" SECTION V-BELTS | P | 114.92 | 137.9 | 114.92 | 91.94 | 0 | 121.82 | EA | BEL178 | BE178
BEL180 | 0 | 0 | LK | C SECTION V-BELTS C-345 |  |  |  |  | ""C"" SECTION V-BELTS | P | 120.08 | 144.1 | 120.08 | 96.06 | 0 | 127.28 | EA | BEL180 | BE180
BEL154 | 0 | 0 | LK | C SECTION V-BELTS C-162 |  |  |  |  | ""C"" SECTION V-BELTS | P | 56.86 | 68.23 | 56.86 | 45.49 | 0 | 60.27 | EA | BEL154 | BE154
BEL156 | 0 | 0 | LK | C SECTION V-BELTS C-173 |  |  |  |  | ""C"" SECTION V-BELTS | P | 60.84 | 73.01 | 60.84 | 48.67 | 0 | 64.49 | EA | BEL156 | BE156
BEL158 | 0 | 0 | LK | C SECTION V-BELTS C-180 |  |  |  |  | ""C"" SECTION V-BELTS | P | 63.63 | 76.36 | 63.63 | 50.9 | 0 | 67.45 | EA | BEL158 | BE158
BEL160 | 0 | 0 | LK | C SECTION V-BELTS C-195 |  |  |  |  | ""C"" SECTION V-BELTS | P | 68.78 | 82.54 | 68.78 | 55.02 | 0 | 72.91 | EA | BEL160 | BE160
BEL162 | 0 | 0 | LK | C SECTION V-BELTS C-210 |  |  |  |  | ""C"" SECTION V-BELTS | P | 74.37 | 89.24 | 74.37 | 59.5 | 0 | 78.83 | EA | BEL162 | BE162
BEL164 | 0 | 0 | LK | C SECTION V-BELTS C-225 |  |  |  |  | ""C"" SECTION V-BELTS | P | 78.86 | 94.63 | 78.86 | 63.09 | 0 | 83.59 | EA | BEL164 | BE164
BEL166 | 0 | 0 | LK | C SECTION V-BELTS C-240 |  |  |  |  | ""C"" SECTION V-BELTS | P | 83.51 | 100.21 | 83.51 | 66.81 | 0 | 88.52 | EA | BEL166 | BE166
BEL134 | 0 | 0 | LK | C-SECTION V-BELTS C-112 |  |  |  |  | ""C"" SECTION V-BELTS | P | 39.75 | 47.7 | 39.75 | 31.8 | 0 | 42.14 | EA | BEL134 | BE134
BEL138 | 0 | 0 | LK | C SECTION V-BELTS C-120 |  |  |  |  | ""C"" SECTION V-BELTS | P | 42.54 | 51.05 | 42.54 | 34.03 | 0 | 45.09 | EA | BEL138 | BE138
BEL140 | 0 | 0 | LK | C SECTION V-BELTS C-124 |  |  |  |  | ""C"" SECTION V-BELTS | P | 43.89 | 52.67 | 43.89 | 35.11 | 0 | 46.52 | EA | BEL140 | BE140
BEL142 | 0 | 0 | LK | C SECTION V-BELTS C-128 |  |  |  |  | ""C"" SECTION V-BELTS | P | 45.34 | 54.41 | 45.34 | 36.27 | 0 | 48.06 | EA | BEL142 | BE142
BEL144 | 0 | 0 | LK | C SECTION V-BELTS C-136 |  |  |  |  | ""C"" SECTION V-BELTS | P | 47.9 | 57.48 | 47.9 | 38.32 | 0 | 50.77 | EA | BEL144 | BE144
BEL146 | 0 | 0 | LK | C SECTION V-BELTS C-144 |  |  |  |  | ""C"" SECTION V-BELTS | P | 50.9 | 61.08 | 50.9 | 40.72 | 0 | 53.95 | EA | BEL146 | BE146
BEL152 | 0 | 0 | LK | C SECTION V-BELTS C-158 |  |  |  |  | ""C"" SECTION V-BELTS | P | 55.67 | 66.8 | 55.67 | 37.93 | 0 | 59.01 | EA | BEL152 | BE152
BAL200 | 12.59 | 17.82 | LK | BALLAST FOR TWO 4-FT | FLOURESCENT BULBS |  |  | ADV RELB2S40SC35I | BALLAST | P | 52.52 | 63.02 | 52.52 | 36.76 | 33.48 | 35.62 | EA | BAL200 | BA200
BAL202 | 0 | 31.44 | LK | BALLAST FOR TWO 8-FT | FLOURESCENT LAMPS |  | ADV R2S110-TPI-2-96T12HO | ADV ICN2P60SC35I | BALLAST | P | 88.21 | 105.85 | 88.21 | 61.75 | 81 | 83.54 | EA | BAL202 | ADV 2RS110-TPI-2-96T12HO
BAL202 | 0 | 31.44 | LK | BALLAST FOR TWO 8-FT | FLOURESCENT LAMPS |  | ADV R2S110-TPI-2-96T12HO | ADV ICN2P60SC35I | BALLAST | P | 88.21 | 105.85 | 88.21 | 61.75 | 81 | 83.54 | EA | BAL202 | ADV ICN2P60SC351
BAL202 | 0 | 31.44 | LK | BALLAST FOR TWO 8-FT | FLOURESCENT LAMPS |  | ADV R2S110-TPI-2-96T12HO | ADV ICN2P60SC35I | BALLAST | P | 88.21 | 105.85 | 88.21 | 61.75 | 81 | 83.54 | EA | BAL202 | BA202
BAL202 | 0 | 31.44 | LK | BALLAST FOR TWO 8-FT | FLOURESCENT LAMPS |  | ADV R2S110-TPI-2-96T12HO | ADV ICN2P60SC35I | BALLAST | P | 88.21 | 105.85 | 88.21 | 61.75 | 81 | 83.54 | EA | BAL202 | PAB0302
BAL202 | 0 | 31.44 | LK | BALLAST FOR TWO 8-FT | FLOURESCENT LAMPS |  | ADV R2S110-TPI-2-96T12HO | ADV ICN2P60SC35I | BALLAST | P | 88.21 | 105.85 | 88.21 | 61.75 | 81 | 83.54 | EA | BAL202 | PAB0303
BAL300 | 0 | 0 | LK | 12" ORANGE WIRE MARKER BALL |  |  |  |  | BALL, WIRE MARKER | P | 168.04 | 201.65 | 168.04 | 151.24 | 0 | 268.04 | EA | BAL300 | BA300
BAL302 | 0 | 0 | LK | 20" ORANGE WIRE MARKER BALL |  |  |  |  | BALL, WIRE MARKER | P | 195.44 | 234.53 | 195.44 | 175.9 | 0 | 195.44 | EA | BAL302 | BA302
BEL128 | 0 | 0 | LK | C-SECTION V-BELTS C-105 |  |  |  |  | ""C"" SECTION V-BELTS | P | 37.39 | 44.87 | 37.39 | 29.91 | 0 | 39.63 | EA | BEL128 | BE128
BEL131 | 0 | 0 | LK | C-SECTION V-BELTS C-109 |  |  |  |  | ""C"" SECTION V-BELTS | P | 38.74 | 46.49 | 38.74 | 30.99 | 0 | 41.06 | EA | BEL131 | BE131
ARS300 | 0 | 0 | LK | 650 VOLT, 3-POLE, M.O.V. | CONTROL ARRESTER |  |  |  | SECONDARY ARRESTERS | P | 82.91 | 99.49 | 82.91 | 66.33 | 0 | 87.88 | EA | ARS300 | AR300
ARS310 | 0 | 0 | LK | 3 KV, M.O.V. POLYMER ARRESTER |  |  |  |  | SECONDARY ARRESTERS | P | 84.38 | 101.26 | 84.38 | 67.5 | 0 | 89.44 | EA | ARS310 | AR310
ARP350 | 0 | 0 | LK | TANK-MOUNT ARRESTER KIT |  |  |  |  | TANK MOUNT ARRESTER KIT | P | 13.08 | 15.7 | 13.08 | 13.08 | 0 | 13.86 | EA | ARP350 | AR350
ATT225 | 0 | 0 | LK | GUY ATTACHMENT FIGURE 8 LINK |  |  |  |  | ATTACHMENT, GUY | P | 18.42 | 22.1 | 18.42 | 13.82 | 0 | 19.53 | EA | ATT225 | AT225
ARP210 | 0 | 0 | LK | 15 KV, M.O.V. POLYMER ARRESTER |  |  |  |  | PRIMARY ARRESTERS | P | 114.68 | 137.62 | 114.68 | 91.74 | 0 | 121.56 | EA | ARP210 | AR210
ARP214 | 0 | 0 | LK | 18 KV, M.O.V. POLYMER ARRESTER |  |  |  |  | PRIMARY ARRESTERS | P | 131.83 | 158.2 | 131.83 | 105.46 | 0 | 139.74 | EA | ARP214 | AR214
ARP218 | 0 | 0 | LK | 24 KV, M.O.V. POLYMER ARRESTER |  |  |  |  | PRIMARY ARRESTERS | P | 166.98 | 200.38 | 166.98 | 133.58 | 0 | 177 | EA | ARP218 | AR218
ANC110 | 0 | 0 | LK | 3/4" X 15" DISC ANCHOR |  |  |  |  | ANCHORS | P | 70.84 | 85.01 | 61.6 | 55.44 | 0 | 70.84 | EA | ANC110 | AN310
ANC200 | 0 | 7.76 | LK | PLASTIC ANCHOR KIT |  |  |  |  | ANCHORS | P | 132.91 | 159.5 | 83.08 | 62.31 | 0.27 | 83 | EA | ANC200 | AN320
ARP206 | 0 | 0 | LK | 10 KV, M.O.V. POLYMER ARRESTER |  |  |  | OHB 221608-7314 | PRIMARY ARRESTERS | P | 94.75 | 113.7 | 94.75 | 75.8 | 0 | 100.44 | EA | ARP206 | AR206
ARP206 | 0 | 0 | LK | 10 KV, M.O.V. POLYMER ARRESTER |  |  |  | OHB 221608-7314 | PRIMARY ARRESTERS | P | 94.75 | 113.7 | 94.75 | 75.8 | 0 | 100.44 | EA | ARP206 | RAD1050
ADA354 | 35.79 | 28.3 | LK | 1" MALE TERMINAL ADAPTER PVC |  |  |  | EPVC TERM-ADPT-1IN-PVC | TERMINAL MALE ADAPTERS PVC | P | 104.28 | 125.14 | 90.68 | 63 | 88.14 | 104.28 | C | ADA354 | AD354
ADA354 | 35.79 | 28.3 | LK | 1" MALE TERMINAL ADAPTER PVC |  |  |  | EPVC TERM-ADPT-1IN-PVC | TERMINAL MALE ADAPTERS PVC | P | 104.28 | 125.14 | 90.68 | 63 | 88.14 | 104.28 | C | ADA354 | BAD0302
ADA354 | 35.79 | 28.3 | LK | 1" MALE TERMINAL ADAPTER PVC |  |  |  | EPVC TERM-ADPT-1IN-PVC | TERMINAL MALE ADAPTERS PVC | P | 104.28 | 125.14 | 90.68 | 63 | 88.14 | 104.28 | C | ADA354 | CANTEX 5140105
ADA354 | 35.79 | 28.3 | LK | 1" MALE TERMINAL ADAPTER PVC |  |  |  | EPVC TERM-ADPT-1IN-PVC | TERMINAL MALE ADAPTERS PVC | P | 104.28 | 125.14 | 90.68 | 63 | 88.14 | 104.28 | C | ADA354 | CARLON E943F
ADA354 | 35.79 | 28.3 | LK | 1" MALE TERMINAL ADAPTER PVC |  |  |  | EPVC TERM-ADPT-1IN-PVC | TERMINAL MALE ADAPTERS PVC | P | 104.28 | 125.14 | 90.68 | 63 | 88.14 | 104.28 | C | ADA354 | XLK571
ADA356 | 38 | 36.4444 | LK | 1 1/4" MALE TERM ADAPTER PVC |  |  |  | CAR E943G | TERMINAL MALE ADAPTERS PVC | P | 138.58 | 166.29 | 120.5 | 84 | 117.13 | 138.58 | C | ADA356 | AD356
ADA356 | 38 | 36.4444 | LK | 1 1/4" MALE TERM ADAPTER PVC |  |  |  | CAR E943G | TERMINAL MALE ADAPTERS PVC | P | 138.58 | 166.29 | 120.5 | 84 | 117.13 | 138.58 | C | ADA356 | BAD0402
ADA356 | 38 | 36.4444 | LK | 1 1/4" MALE TERM ADAPTER PVC |  |  |  | CAR E943G | TERMINAL MALE ADAPTERS PVC | P | 138.58 | 166.29 | 120.5 | 84 | 117.13 | 138.58 | C | ADA356 | CANTEX 5140106
ADA356 | 38 | 36.4444 | LK | 1 1/4" MALE TERM ADAPTER PVC |  |  |  | CAR E943G | TERMINAL MALE ADAPTERS PVC | P | 138.58 | 166.29 | 120.5 | 84 | 117.13 | 138.58 | C | ADA356 | CARLON E943G
ADA358 | 66.56 | 43.3913 | LK | 1 1/2" MALE TERM ADAPTER PVC |  |  |  | EPVC TERM-ADPT-1-1/2IN-PVC | TERMINAL MALE ADAPTERS PVC | P | 180.96 | 217.16 | 157.36 | 110 | 152.95 | 180.96 | C | ADA358 | AD358
ADA358 | 66.56 | 43.3913 | LK | 1 1/2" MALE TERM ADAPTER PVC |  |  |  | EPVC TERM-ADPT-1-1/2IN-PVC | TERMINAL MALE ADAPTERS PVC | P | 180.96 | 217.16 | 157.36 | 110 | 152.95 | 180.96 | C | ADA358 | BAD0502
ADA358 | 66.56 | 43.3913 | LK | 1 1/2" MALE TERM ADAPTER PVC |  |  |  | EPVC TERM-ADPT-1-1/2IN-PVC | TERMINAL MALE ADAPTERS PVC | P | 180.96 | 217.16 | 157.36 | 110 | 152.95 | 180.96 | C | ADA358 | CANTEX 5140107
ADA358 | 66.56 | 43.3913 | LK | 1 1/2" MALE TERM ADAPTER PVC |  |  |  | EPVC TERM-ADPT-1-1/2IN-PVC | TERMINAL MALE ADAPTERS PVC | P | 180.96 | 217.16 | 157.36 | 110 | 152.95 | 180.96 | C | ADA358 | CARLON E943H
ADA358 | 66.56 | 43.3913 | LK | 1 1/2" MALE TERM ADAPTER PVC |  |  |  | EPVC TERM-ADPT-1-1/2IN-PVC | TERMINAL MALE ADAPTERS PVC | P | 180.96 | 217.16 | 157.36 | 110 | 152.95 | 180.96 | C | ADA358 | XLK347
ADA360 | 67 | 63 | LK | 2" MALE TERMINAL ADAPTER PVC |  |  |  | EPVC TERM-ADPT-2IN-PVC | TERMINAL MALE ADAPTERS PVC | P | 229.38 | 275.25 | 199.46 | 140 | 193.87 | 229.38 | C | ADA360 | AD360
ADA360 | 67 | 63 | LK | 2" MALE TERMINAL ADAPTER PVC |  |  |  | EPVC TERM-ADPT-2IN-PVC | TERMINAL MALE ADAPTERS PVC | P | 229.38 | 275.25 | 199.46 | 140 | 193.87 | 229.38 | C | ADA360 | BAD0602
ADA360 | 67 | 63 | LK | 2" MALE TERMINAL ADAPTER PVC |  |  |  | EPVC TERM-ADPT-2IN-PVC | TERMINAL MALE ADAPTERS PVC | P | 229.38 | 275.25 | 199.46 | 140 | 193.87 | 229.38 | C | ADA360 | CANTEX 5140108
ADA360 | 67 | 63 | LK | 2" MALE TERMINAL ADAPTER PVC |  |  |  | EPVC TERM-ADPT-2IN-PVC | TERMINAL MALE ADAPTERS PVC | P | 229.38 | 275.25 | 199.46 | 140 | 193.87 | 229.38 | C | ADA360 | CARLON E943J
ADA360 | 67 | 63 | LK | 2" MALE TERMINAL ADAPTER PVC |  |  |  | EPVC TERM-ADPT-2IN-PVC | TERMINAL MALE ADAPTERS PVC | P | 229.38 | 275.25 | 199.46 | 140 | 193.87 | 229.38 | C | ADA360 | XLK338
ALA200 | 0 | 0 | LK | 4 CHANNEL SENSAPHONE MONITOR | SYSTEM |  |  | SENSAPHONE FDG0400 | ALARM | P | 651.75 | 781.5 | 592.5 | 533.25 | 0 | 632 | EA | ALA200 | AL200
ALA200 | 0 | 0 | LK | 4 CHANNEL SENSAPHONE MONITOR | SYSTEM |  |  | SENSAPHONE FDG0400 | ALARM | P | 651.75 | 781.5 | 592.5 | 533.25 | 0 | 632 | EA | ALA200 | SENSAPHONE (OLD) 1104
ALA200 | 0 | 0 | LK | 4 CHANNEL SENSAPHONE MONITOR | SYSTEM |  |  | SENSAPHONE FDG0400 | ALARM | P | 651.75 | 781.5 | 592.5 | 533.25 | 0 | 632 | EA | ALA200 | SENSAPHONE FGD-0400
ANC100 | 0 | 0 | LK | SMALL PATENT ANCHOR | (BUST ANCHOR) |  |  | CHN 88135 135SQ-IN | ANCHORS | P | 23.87 | 28.65 | 20.76 | 20.76 | 0 | 29.26 | EA | ANC100 | AN300
ANC100 | 0 | 0 | LK | SMALL PATENT ANCHOR | (BUST ANCHOR) |  |  | CHN 88135 135SQ-IN | ANCHORS | P | 23.87 | 28.65 | 20.76 | 20.76 | 0 | 29.26 | EA | ANC100 | RAB0113
ADA304 | 35 | 33.1406 | LK | 1" FEMALE ADAPTER PVC |  |  |  |  | FEMALE ADAPTERS: PVC | P | 117.12 | 140.54 | 101.84 | 71 | 98.99 | 117.12 | C | ADA304 | AD304
ADA304 | 35 | 33.1406 | LK | 1" FEMALE ADAPTER PVC |  |  |  |  | FEMALE ADAPTERS: PVC | P | 117.12 | 140.54 | 101.84 | 71 | 98.99 | 117.12 | C | ADA304 | BAD0306
ADA304 | 35 | 33.1406 | LK | 1" FEMALE ADAPTER PVC |  |  |  |  | FEMALE ADAPTERS: PVC | P | 117.12 | 140.54 | 101.84 | 71 | 98.99 | 117.12 | C | ADA304 | CANTEX 5140045
ADA304 | 35 | 33.1406 | LK | 1" FEMALE ADAPTER PVC |  |  |  |  | FEMALE ADAPTERS: PVC | P | 117.12 | 140.54 | 101.84 | 71 | 98.99 | 117.12 | C | ADA304 | CARLON E942F
ADA306 | 52.46 | 50 | LK | 1 1/4" FEMALE ADAPTER PVC |  |  | EPVC FEM-ADPT-1IN-PVC | EPVC FEM-ADPTP1-1/4IN-PVC | FEMALE ADAPTERS: PVC | P | 174.49 | 209.39 | 151.73 | 106 | 147.48 | 174.49 | C | ADA306 | AD306
ADA306 | 52.46 | 50 | LK | 1 1/4" FEMALE ADAPTER PVC |  |  | EPVC FEM-ADPT-1IN-PVC | EPVC FEM-ADPTP1-1/4IN-PVC | FEMALE ADAPTERS: PVC | P | 174.49 | 209.39 | 151.73 | 106 | 147.48 | 174.49 | C | ADA306 | BAD0406
ADA306 | 52.46 | 50 | LK | 1 1/4" FEMALE ADAPTER PVC |  |  | EPVC FEM-ADPT-1IN-PVC | EPVC FEM-ADPTP1-1/4IN-PVC | FEMALE ADAPTERS: PVC | P | 174.49 | 209.39 | 151.73 | 106 | 147.48 | 174.49 | C | ADA306 | CANTEX 5140046
ADA306 | 52.46 | 50 | LK | 1 1/4" FEMALE ADAPTER PVC |  |  | EPVC FEM-ADPT-1IN-PVC | EPVC FEM-ADPTP1-1/4IN-PVC | FEMALE ADAPTERS: PVC | P | 174.49 | 209.39 | 151.73 | 106 | 147.48 | 174.49 | C | ADA306 | CARLON E942G
ADA308 | 0 | 47 | LK | 1 1/2" FEMALE ADAPTER PVC |  |  |  | EPVC FEM-ADPT-1-1/2IN-PVC | FEMALE ADAPTERS: PVC | P | 186.25 | 223.5 | 161.96 | 113 | 157.42 | 186.25 | C | ADA308 | AD308
ADA308 | 0 | 47 | LK | 1 1/2" FEMALE ADAPTER PVC |  |  |  | EPVC FEM-ADPT-1-1/2IN-PVC | FEMALE ADAPTERS: PVC | P | 186.25 | 223.5 | 161.96 | 113 | 157.42 | 186.25 | C | ADA308 | BAD0506
ADA308 | 0 | 47 | LK | 1 1/2" FEMALE ADAPTER PVC |  |  |  | EPVC FEM-ADPT-1-1/2IN-PVC | FEMALE ADAPTERS: PVC | P | 186.25 | 223.5 | 161.96 | 113 | 157.42 | 186.25 | C | ADA308 | CAN6TEX 5140046
ADA308 | 0 | 47 | LK | 1 1/2" FEMALE ADAPTER PVC |  |  |  | EPVC FEM-ADPT-1-1/2IN-PVC | FEMALE ADAPTERS: PVC | P | 186.25 | 223.5 | 161.96 | 113 | 157.42 | 186.25 | C | ADA308 | CARLON E942H
ADA310 | 54 | 64.5 | LK | 2" FEMALE ADAPTER PVC |  |  |  | EPVC FEM-ADPT-2-IN-PVC | FEMALE ADAPTERS: PVC | P | 223.24 | 267.89 | 194.12 | 136 | 188.69 | 223.24 | C | ADA310 | AD310
ADA310 | 54 | 64.5 | LK | 2" FEMALE ADAPTER PVC |  |  |  | EPVC FEM-ADPT-2-IN-PVC | FEMALE ADAPTERS: PVC | P | 223.24 | 267.89 | 194.12 | 136 | 188.69 | 223.24 | C | ADA310 | BAD0606
ADA310 | 54 | 64.5 | LK | 2" FEMALE ADAPTER PVC |  |  |  | EPVC FEM-ADPT-2-IN-PVC | FEMALE ADAPTERS: PVC | P | 223.24 | 267.89 | 194.12 | 136 | 188.69 | 223.24 | C | ADA310 | CANTEX8140048
ADA310 | 54 | 64.5 | LK | 2" FEMALE ADAPTER PVC |  |  |  | EPVC FEM-ADPT-2-IN-PVC | FEMALE ADAPTERS: PVC | P | 223.24 | 267.89 | 194.12 | 136 | 188.69 | 223.24 | C | ADA310 | CARLON E942J
ADA350 | 17.64 | 12.6667 | LK | 1/2" MALE TERMINAL ADAPTER PV |  |  |  | CAR E943D | TERMINAL MALE ADAPTERS PVC | P | 47.06 | 56.47 | 40.92 | 29 | 39.78 | 47.06 | C | ADA350 | AD350
ADA350 | 17.64 | 12.6667 | LK | 1/2" MALE TERMINAL ADAPTER PV |  |  |  | CAR E943D | TERMINAL MALE ADAPTERS PVC | P | 47.06 | 56.47 | 40.92 | 29 | 39.78 | 47.06 | C | ADA350 | BAD0102
ADA350 | 17.64 | 12.6667 | LK | 1/2" MALE TERMINAL ADAPTER PV |  |  |  | CAR E943D | TERMINAL MALE ADAPTERS PVC | P | 47.06 | 56.47 | 40.92 | 29 | 39.78 | 47.06 | C | ADA350 | CANTEX 5140103
ADA350 | 17.64 | 12.6667 | LK | 1/2" MALE TERMINAL ADAPTER PV |  |  |  | CAR E943D | TERMINAL MALE ADAPTERS PVC | P | 47.06 | 56.47 | 40.92 | 29 | 39.78 | 47.06 | C | ADA350 | CARLON E943D
ADA352 | 27 | 22.4179 | LK | 3/4" MALE TERMINAL ADAPTER PV |  |  |  | EPVC TERM-ADPT-3/4IN-PVC | TERMINAL MALE ADAPTERS PVC | P | 77.76 | 93.32 | 67.62 | 47 | 65.73 | 77.76 | C | ADA352 | AD352
ADA352 | 27 | 22.4179 | LK | 3/4" MALE TERMINAL ADAPTER PV |  |  |  | EPVC TERM-ADPT-3/4IN-PVC | TERMINAL MALE ADAPTERS PVC | P | 77.76 | 93.32 | 67.62 | 47 | 65.73 | 77.76 | C | ADA352 | BAD0202
ADA352 | 27 | 22.4179 | LK | 3/4" MALE TERMINAL ADAPTER PV |  |  |  | EPVC TERM-ADPT-3/4IN-PVC | TERMINAL MALE ADAPTERS PVC | P | 77.76 | 93.32 | 67.62 | 47 | 65.73 | 77.76 | C | ADA352 | CANTEX 5140104
ADA352 | 27 | 22.4179 | LK | 3/4" MALE TERMINAL ADAPTER PV |  |  |  | EPVC TERM-ADPT-3/4IN-PVC | TERMINAL MALE ADAPTERS PVC | P | 77.76 | 93.32 | 67.62 | 47 | 65.73 | 77.76 | C | ADA352 | CARLON E943E
ADA352 | 27 | 22.4179 | LK | 3/4" MALE TERMINAL ADAPTER PV |  |  |  | EPVC TERM-ADPT-3/4IN-PVC | TERMINAL MALE ADAPTERS PVC | P | 77.76 | 93.32 | 67.62 | 47 | 65.73 | 77.76 | C | ADA352 | XLK154
ADAC200 | 0 | 0 | LK | O.L. RELAY CH MOUNTING ADAPTER | (FNA) #C306TB1 |  |  |  | C.H. OVERLOAD MOUNTING ADAPTER | P | 27.42 | 32.9 | 23.47 | 17.6 | 0 | 27.42 | EA | ADAC200 | AD200
ADAC200 | 0 | 0 | LK | O.L. RELAY CH MOUNTING ADAPTER | (FNA) #C306TB1 |  |  |  | C.H. OVERLOAD MOUNTING ADAPTER | P | 27.42 | 32.9 | 23.47 | 17.6 | 0 | 27.42 | EA | ADAC200 | KAD200
ADAC202 | 0 | 0 | LK | O.L. RELAY CH MOUNTING ADAPTER | (KNA) #C316TB1 |  |  |  | C.H. OVERLOAD MOUNTING ADAPTER | P | 72.6 | 87.12 | 62.37 | 46.78 | 0 | 72.6 | EA | ADAC202 | AD202
ADA210 | 0 | 0 | LK | ADAPTER FOR PERCENT TIMER |  |  |  |  | ADAPTER FOR PERCENT TIMER | P | 15 | 18 | 15 | 13.5 | 0 | 15 | EA | ADA210 | AD210
ADA300 | 0 | 16 | LK | 1/2" FEMALE ADAPTER PVC |  |  |  | EPVC FEM-ADPT-1/2IN-PVC | FEMALE ADAPTERS: PVC | P | 61.89 | 74.27 | 53.82 | 38 | 52.32 | 61.89 | C | ADA300 | AD300
ADA300 | 0 | 16 | LK | 1/2" FEMALE ADAPTER PVC |  |  |  | EPVC FEM-ADPT-1/2IN-PVC | FEMALE ADAPTERS: PVC | P | 61.89 | 74.27 | 53.82 | 38 | 52.32 | 61.89 | C | ADA300 | BAD0106
ADA300 | 0 | 16 | LK | 1/2" FEMALE ADAPTER PVC |  |  |  | EPVC FEM-ADPT-1/2IN-PVC | FEMALE ADAPTERS: PVC | P | 61.89 | 74.27 | 53.82 | 38 | 52.32 | 61.89 | C | ADA300 | CANTEX 5140043
ADA300 | 0 | 16 | LK | 1/2" FEMALE ADAPTER PVC |  |  |  | EPVC FEM-ADPT-1/2IN-PVC | FEMALE ADAPTERS: PVC | P | 61.89 | 74.27 | 53.82 | 38 | 52.32 | 61.89 | C | ADA300 | CARLON E942D
ADA302 | 18.49 | 24.625 | LK | 3/4" FEMALE ADAPTER PVC |  |  |  | EPVC FEM-ADPT-3/4IN-PVC | FEMALE ADAPTERS: PVC | P | 86.09 | 103.31 | 74.86 | 52 | 72.76 | 86.09 | C | ADA302 | AD302
ADA302 | 18.49 | 24.625 | LK | 3/4" FEMALE ADAPTER PVC |  |  |  | EPVC FEM-ADPT-3/4IN-PVC | FEMALE ADAPTERS: PVC | P | 86.09 | 103.31 | 74.86 | 52 | 72.76 | 86.09 | C | ADA302 | BAD0206
ADA302 | 18.49 | 24.625 | LK | 3/4" FEMALE ADAPTER PVC |  |  |  | EPVC FEM-ADPT-3/4IN-PVC | FEMALE ADAPTERS: PVC | P | 86.09 | 103.31 | 74.86 | 52 | 72.76 | 86.09 | C | ADA302 | CANTEX 5140044
ADA302 | 18.49 | 24.625 | LK | 3/4" FEMALE ADAPTER PVC |  |  |  | EPVC FEM-ADPT-3/4IN-PVC | FEMALE ADAPTERS: PVC | P | 86.09 | 103.31 | 74.86 | 52 | 72.76 | 86.09 | C | ADA302 | CARLON E942E
1TR7 | 0 | 0 | LK | TRAILER | [5 empty] | P | 25 | 27.5 | 25 | 15.68 | 0 | 0 | HR.1 | ? | ?
1TR7 | 0 | 0 | LK | TRAILER | [5 empty] | P | 13 | 14.3 | 13 | 11.7 | 0 | 0 | HR.1 | ? | ?
1SEL | 0 | 0 | LK | ELECTRICAL LEADMAN | [5 empty] | P | 40 | 44 | 40 | 0 | 0 | 0 | HR.1 | ? | ?
1SEL | 0 | 0 | LK | ELECTRICAL LEADMAN | [5 empty] | P | 40 | 44 | 40 | 0 | 0 | 0 | HR.1 | ? | ?
14ST80 | 0 | 0 | LK | SERVICE TRUCK | [5 empty] | P | 28.3 | 31.13 | 28.3 | 26.17 | 0 | 0 | HR | ? | ?
14ST80 | 0 | 0 | LK | SERVICE TRUCK | [5 empty] | P | 25.9 | 28.5 | 25.9 | 23.31 | 0 | 0 | HR | ? | ?
SWT546 | 0 | 0 | LK | CCS PRESSURE SWITCH 604G2 |  |  |  |  | MISCELLENEOUS SWITCHES | P | 171.48 | 205.78 | 171.48 | 145.76 | 0 | 181.77 | EA | SWT546 | SW546
ADA362 | 0 | 1.0733 | LK | 2 1/2" MALE TERM ADAPTER PVC |  |  |  |  | TERMINAL MALE ADAPTERS PVC | P | 4 | 4.81 | 3.48 | 3.132 | 3.38 | 4 | EA | ADA362 | CANTEX 5140109
ADA362 | 0 | 1.0733 | LK | 2 1/2" MALE TERM ADAPTER PVC |  |  |  |  | TERMINAL MALE ADAPTERS PVC | P | 4 | 4.81 | 3.48 | 3.132 | 3.38 | 4 | EA | ADA362 | CARLON E943K
ADA362 | 0 | 1.0733 | LK | 2 1/2" MALE TERM ADAPTER PVC |  |  |  |  | TERMINAL MALE ADAPTERS PVC | P | 4 | 4.81 | 3.48 | 3.132 | 3.38 | 4 | EA | ADA362 | TA
ADA362 | 0 | 1.0733 | LK | 2 1/2" MALE TERM ADAPTER PVC |  |  |  |  | TERMINAL MALE ADAPTERS PVC | P | 4 | 4.81 | 3.48 | 3.132 | 3.38 | 4 | EA | ADA362 | XLK1020
ADA362 | 0 | 1.0733 | LK | 2 1/2" MALE TERM ADAPTER PVC |  |  |  |  | TERMINAL MALE ADAPTERS PVC | P | 4 | 4.81 | 3.48 | 3.132 | 3.38 | 4 | EA | ADA362 | ZA001
COM511 | 0 | 0 | LK | #2 - #2 SERV-ON SLEEVES |  |  |  | BUR YSU2R2R | COMPRESSION CONNECTORS | P | 1.36 | 1.63 | 1.18 | 1.18 | 1.27 | 1.44 | EA | COM511 | FAC0300
COM511 | 0 | 0 | LK | #2 - #2 SERV-ON SLEEVES |  |  |  | BUR YSU2R2R | COMPRESSION CONNECTORS | P | 1.36 | 1.63 | 1.18 | 1.18 | 1.27 | 1.44 | EA | COM511 | ZB010
ZB030 | 74.95 | 74.95 | LK | 20 AMP GFI CIRCUIT BREAKER SP | [5 empty] | P | 97.86 | 117.43 | 97.86 | 97.86 | 124.5 | 112.35 | EA | ? | ?
ZB030 | 74.95 | 74.95 | LK | 20 AMP GFI CIRCUIT BREAKER SP | [5 empty] | P | 27.15 | 32.58 | 27.15 | 0 | 0 | 0 | EA | ? | ?
BRKG102 | 0 | 4.064 | LK | 20A SP BRKR GE |  |  |  | GE 120 | BREAKER, GEN ELECTRIC - SP | P | 19.34 | 23.21 | 19.34 | 8.7 | 20.5 | 20.5 | EA | BRKG102 | BR251
BRKG102 | 0 | 4.064 | LK | 20A SP BRKR GE |  |  |  | GE 120 | BREAKER, GEN ELECTRIC - SP | P | 19.34 | 23.21 | 19.34 | 8.7 | 20.5 | 20.5 | EA | BRKG102 | IAO0120
CRO244 | 0 | 0 | LK | 8 FT HEAVY DUTY POWER ARM |  |  |  |  | CROSSARMS (TREATED) | P | 81.38 | 97.65 | 81.38 | 81.38 | 0 | 0 | EA | CRO244 | TECHLINE BXARM8HD
CRO244 | 0 | 0 | LK | 8 FT HEAVY DUTY POWER ARM |  |  |  |  | CROSSARMS (TREATED) | P | 81.38 | 97.65 | 81.38 | 81.38 | 0 | 0 | EA | CRO244 | ZC004
COE392 | 0 | 278.25 | LK | 2 1/2" EMT CONDUIT |  |  |  |  | EMT CONDUIT | P | 368.48 | 442.17 | 368.48 | 368.48 | 465 | 573.23 | CFT | COE392 | ZC006
COP437 | 0 | 0 | LK | 3 1/2" PVC CONDUIT SCHEDULE 40 |  |  |  |  | PVC CONDUIT SCHEDULE 40 | P | 401.4 | 481.68 | 349.04 | 349 | 376.96 | 421.47 | EA | COP437 | ZC008
ZC014 | 0 | 0 | LK | 1 1/2" APPLETON UNILET COVER | [5 empty] | P | 71.12 | 85.35 | 71.12 | 71.12 | 0 | 0 | EA | ? | ?
ZC014 | 0 | 0 | LK | 1 1/2" APPLETON UNILET COVER | [5 empty] | P | 116.71 | 140.06 | 116.71 | 0 | 0 | 0 | EA | ? | ?
COR495 | 0 | 0 | LK | 3 1/2 RIGID CONDUIT |  |  |  | GRC 3IN-GALV-STEEL CONDUIT RIG | RIGID CONDUIT (GALVANIZED) | P | 3244.63 | 3893.56 | 2821.42 | 2539 | 2742.42 | 3439.31 | EA | COR495 | BAA0900
COR495 | 0 | 0 | LK | 3 1/2 RIGID CONDUIT |  |  |  | GRC 3IN-GALV-STEEL CONDUIT RIG | RIGID CONDUIT (GALVANIZED) | P | 3244.63 | 3893.56 | 2821.42 | 2539 | 2742.42 | 3439.31 | EA | COR495 | ZC015
COP458 | 0 | 149.06 | LK | 5" PVC CONDUIT SCHEDULE 80 |  |  |  |  | PVC CONDUIT SCHEDULE 80 | P | 224 | 269 | 224 | 0 | 0 | 308 | CFT | COP458 | ZC154
ZE019 | 0 | 35.16 | LK | 50' 14/3 EXTENSION CORD | [5 empty] | p | 60.58 | 72.7 | 60.58 | 51.93 | 75 | 0 | EA | ? | ?
ZE019 | 0 | 35.16 | LK | 50' 14/3 EXTENSION CORD | [5 empty] | p | 85.4 | 0 | 85.4 | 0 | 0 | 0 | EA | ? | ?
ELP216 | 0 | 7.03 | LK | 4" 45-DEG PVC ELBOW |  |  |  |  | PVC 45 DEG ELLS | P | 15.47 | 18.56 | 15.47 | 12.38 | 16.71 | 16.4 | EA | ELP216 | BAD1015
ELP216 | 0 | 7.03 | LK | 4" 45-DEG PVC ELBOW |  |  |  |  | PVC 45 DEG ELLS | P | 15.47 | 18.56 | 15.47 | 12.38 | 16.71 | 16.4 | EA | ELP216 | ZE024
ELR359 | 0 | 5494 | LK | 3 1/2 90-DEG RIGID ELL |  |  |  |  | RIGID 90 DEGREE ELLS | P | 11716.2 | 14059.44 | 10188 | 9169 | 9085.28 | 12419.17 | C | ELR359 | BAA0909
ELR359 | 0 | 5494 | LK | 3 1/2 90-DEG RIGID ELL |  |  |  |  | RIGID 90 DEGREE ELLS | P | 11716.2 | 14059.44 | 10188 | 9169 | 9085.28 | 12419.17 | C | ELR359 | ZE025
ZFRT3 | 0 | 164.3793 | LK | FREIGHT | [5 empty] | P | 17.08 | 17.08 | 17.08 | 0 | 0 | 0 | EA | ? | ?
ZFRT3 | 0 | 164.3793 | LK | FREIGHT | [5 empty] | P | 0 | 0 | 0 | 0 | 0 | 0 | EA | ? | ?
ZL017 | 16.61 | 16.61 | LK | F96T8 FLUORESCENT LAMP | [5 empty] | P | 15.58 | 18.69 | 15.58 | 15.58 | 27 | 0 | EA | ? | ?
ZL017 | 16.61 | 16.61 | LK | F96T8 FLUORESCENT LAMP | [5 empty] | P | 1.73 | 2.08 | 1.73 | 0 | 0 | 0 | EA | ? | ?
MUR942 | 0 | 19.06 | LK | MS2120 TATTLETALE MULTI- | PURPOSE MURPHY |  |  |  | MURPHY TATTLETALE | P | 83.49 | 100.19 | 72.63 | 30.5 | 32.94 | 83.49 | EA | MUR942 | 25700417
MUR942 | 0 | 19.06 | LK | MS2120 TATTLETALE MULTI- | PURPOSE MURPHY |  |  |  | MURPHY TATTLETALE | P | 83.49 | 100.19 | 72.63 | 30.5 | 32.94 | 83.49 | EA | MUR942 | OLD MURPHY #307PH
MUR942 | 0 | 19.06 | LK | MS2120 TATTLETALE MULTI- | PURPOSE MURPHY |  |  |  | MURPHY TATTLETALE | P | 83.49 | 100.19 | 72.63 | 30.5 | 32.94 | 83.49 | EA | MUR942 | REPLACES 224
MUR942 | 0 | 19.06 | LK | MS2120 TATTLETALE MULTI- | PURPOSE MURPHY |  |  |  | MURPHY TATTLETALE | P | 83.49 | 100.19 | 72.63 | 30.5 | 32.94 | 83.49 | EA | MUR942 | REPLACES 307
MUR942 | 0 | 19.06 | LK | MS2120 TATTLETALE MULTI- | PURPOSE MURPHY |  |  |  | MURPHY TATTLETALE | P | 83.49 | 100.19 | 72.63 | 30.5 | 32.94 | 83.49 | EA | MUR942 | REPLACES 307PH
MUR942 | 0 | 19.06 | LK | MS2120 TATTLETALE MULTI- | PURPOSE MURPHY |  |  |  | MURPHY TATTLETALE | P | 83.49 | 100.19 | 72.63 | 30.5 | 32.94 | 83.49 | EA | MUR942 | ZM001
REM614 | 0 | 0 | LK | SYMCOM 460 PHASE MONITOR |  |  |  |  | VOLTAGE MONITOR RELAY, 3 PHASE | P | 98.19 | 117.82 | 98.19 | 98.19 | 106.05 | 106.05 | EA | REM614 | ZM003
MET602 | 0 | 0 | LK | METER SOCKET JUMPER COVER |  |  |  |  | METER BASES | P | 36 | 43.2 | 36 | 36 | 0 | 38.16 | EA | MET602 | ME602
MET608 | 0 | 183.76 | LK | 7 TERMINAL METER BASE |  |  |  |  | METER BASES | P | 223.94 | 268.72 | 223.94 | 223.94 | 276 | 276 | EA | MET608 | ZM012
ZM410 | 0 | 160 | LK | 1/4HP NEMA B MOTOR, 1200 RPM | TEFC MOTOR 56 FRAME |  |  |  |  | P | 147.58 | 177.1 | 147.58 | 0 | 288 | 0 | EA | ? | ?
ZM410 | 0 | 160 | LK | 1/4HP NEMA B MOTOR, 1200 RPM | TEFC MOTOR 56 FRAME |  |  |  |  | P | 147.58 | 177.1 | 147.58 | 0 | 0 | 0 | EA | ? | ?
ZM815 | 4700 | 4800 | LK | 125HP 1200RPM | SER#1153730 , 68C22011 |  |  |  |  | P | 0 | 0 | 0 | 0 | 5616 | 5600 | EA | ? | ?
ZM815 | 4700 | 4800 | LK | 125HP 1200RPM | SER#1153730 , 68C22011 |  |  |  |  | P | 0 | 0 | 0 | 0 | 0 | 0 | EA | ? | ?
COV928 | 0 | 0 | LK | 2" x 4" VIC NIPPLE |  |  |  |  | VICTAULIC FITTINGS | P | 13.67 | 16.41 | 13.67 | 12.31 | 13.29 | 14.49 | EA | COV928 | ZN001
NIC114 | 0 | 1776 | LK | 3" CHASE NIPPLE |  |  |  |  | CHASE NIPPLES | P | 3903.56 | 4684.27 | 3394.4 | 2546 | 2749.46 | 4137.77 | C | NIC114 | ZN011
NIP516 | 0 | 13.81 | LK | 1 1/2" X 10" NIPPLE | GALV CONDUIT |  |  |  | GALV CONDUIT NIPPLES | P | 52.38 | 73.34 | 52.38 | 52.38 | 26.84 | 55.52 | EA | NIP516 | ZN017
OPEW100 | 0 | 0 | LK | PB1A CONTACT BLOCK | WESTINGHOUSE |  |  |  | OPERATORS, WESTINGHOUSE | P | 0 | 0 | 0 | 0 | 0 | 0 | EA | OPEW100 | ZO001
OPEW100 | 0 | 0 | LK | PB1A CONTACT BLOCK | WESTINGHOUSE |  |  |  | OPERATORS, WESTINGHOUSE | P | 0 | 0 | 0 | 0 | 0 | 0 | EA | OPEW100 | ZO002
OPEC508 | 0 | 0 | LK | 10205T1 N-O/N-C CONTACT | BLOCK, CH 78 2114 26365 |  |  |  | OPERATORS, CH | P | 42.74 | 51.29 | 36.58 | 27.44 | 29.64 | 45.3 | EA | OPEC508 | ZO005
POL456 | 0 | 0 | LK | 50 FT CLASS 2 POLE |  |  |  |  | POLES | P | 1271.86 | 1526.23 | 1156.23 | 1040.61 | 1123.86 | 1348.17 | EA | POL456 | ZP019
POL457 | 0 | 0 | LK | 55 FT CLASS 4 POLE |  |  |  |  | POLES | P | 1273.51 | 1464.53 | 1157.73 | 1041.96 | 1125.32 | 1349.92 | EA | POL457 | ZP020
PIN502 | 0 | 0 | LK | LONG SHANK STEEL PIN | J207Z 5/8 STL LO VOLT PIN |  |  |  | STEEL PINS | P | 8.54 | 10.24 | 7.76 | 7.76 | 8.38 | 9.05 | EA | PIN502 | ZP027
RES130 | 0 | 9.36 | LK | 250 OHM RESISTOR | [5 empty] | P | 1.98 | 2.37 | 1.98 | 1.98 | 18.2 | 18.2 | EA | ? | ?
ZS010 | 54.5664 | 54.5664 | LK | 2510KG2 MANUAL STARTER | SQUARE D |  |  |  |  | P | 0 | 0 | 0 | 0 | 110 | 0 | EA | ? | ?
ZS010 | 54.5664 | 54.5664 | LK | 2510KG2 MANUAL STARTER | SQUARE D |  |  |  |  | P | 0 | 0 | 0 | 0 | 0 | 0 | EA | ? | ?
SHM303 | 0 | 0 | LK | 4C X 5.0" (SK) "C" QD SHEAV |  |  |  |  | STOCK ""C"" QD SHEAVES | P | 200.68 | 240.82 | 200.68 | 160.54 | 0 | 236.19 | EA | SHM303 | SH303
MUR781 | 0 | 204.64 | LK | OPLFC-S-2000-OS PRESSURE GUAGE | 0-2000PSI FLUSH MOUNT OIL- | SEALED MURPHY |  |  |  | P | 456.82 | 548.19 | 397.24 | 302.35 | 448.2 | 456.82 | EA | MUR781 | 05701235
MUR781 | 0 | 204.64 | LK | OPLFC-S-2000-OS PRESSURE GUAGE | 0-2000PSI FLUSH MOUNT OIL- | SEALED MURPHY |  |  |  | P | 456.82 | 548.19 | 397.24 | 302.35 | 448.2 | 456.82 | EA | MUR781 | OPLFC-R-2000-OS
MUR781 | 0 | 204.64 | LK | OPLFC-S-2000-OS PRESSURE GUAGE | 0-2000PSI FLUSH MOUNT OIL- | SEALED MURPHY |  |  |  | P | 456.82 | 548.19 | 397.24 | 302.35 | 448.2 | 456.82 | EA | MUR781 | ZS022
TERE336 | 0 | 0 | LK | FUSED TERMINAL BLOCK |  |  |  |  | TERMINALS - ENTRELEC | P | 15.25 | 19.06 | 15.25 | 0 | 0 | 16.17 | EA | TERE336 | ZT002
TRW589 | 0 | 0 | LK | 10" X 10" X 96" NEMA | 3R WIRING TROUGH |  |  |  | WIRING TROUGH | P | 931.04 | 1117.25 | 809.6 | 514.01 | 934.03 | 934.03 | EA | TRW589 | TR589
TERE312 | 5.64 | 9.15 | LK | "M4/8SF" 8MM FUSE HOLDER | TERMINAL BLOCK |  |  | ENTRELEC 0115657.25 | TERMS - ENTRELEC | P | 17.06 | 20.47 | 17.06 | 17.06 | 18.42 | 18.08 | EA | TERE312 | ENT GRAY 115 657.25
TERE312 | 5.64 | 9.15 | LK | "M4/8SF" 8MM FUSE HOLDER | TERMINAL BLOCK |  |  | ENTRELEC 0115657.25 | TERMS - ENTRELEC | P | 17.06 | 20.47 | 17.06 | 17.06 | 18.42 | 18.08 | EA | TERE312 | TE312
TERE312 | 5.64 | 9.15 | LK | "M4/8SF" 8MM FUSE HOLDER | TERMINAL BLOCK |  |  | ENTRELEC 0115657.25 | TERMS - ENTRELEC | P | 17.06 | 20.47 | 17.06 | 17.06 | 18.42 | 18.08 | EA | TERE312 | ZT007
TERE338 | 0 | 0 | LK | COVER FOR FUSE/TERMINAL BLOCK |  |  |  |  | TERMINALS - ENTRELEC | P | 3.74 | 4.49 | 3.74 | 3.74 | 4.04 | 3.96 | EA | TERE338 | ZT011
TIM198 | 0 | 107.25 | LK | TIMEMARK 368-12-1 TIMER |  |  |  |  | TIMERS | P | 160.88 | 193.05 | 160.88 | 160.88 | 173.75 | 173.75 | EA | TIM198 | ZT021
UNI642 | 0 | 2.15 | LK | 3 1/2" UNISTRUT CLAMP |  |  |  | BLINE B2016-3-1/2 OR EQUAL | UNISTRUT PRODUCTS | P | 5.11 | 6.14 | 5.11 | 0 | 0 | 5.42 | EA | UNI642 | ZU001
UNI682 | 0 | 37.9 | LK | UNISTRUT POST BASE |  |  |  | BLS B280SQ-ZN | UNISTRUT PRODUCTS | P | 90.26 | 108.31 | 78.49 | 70.49 | 60.56 | 79.25 | EA | UNI682 | BAP0010
UNI682 | 0 | 37.9 | LK | UNISTRUT POST BASE |  |  |  | BLS B280SQ-ZN | UNISTRUT PRODUCTS | P | 90.26 | 108.31 | 78.49 | 70.49 | 60.56 | 79.25 | EA | UNI682 | BLINE B279SQ
UNI682 | 0 | 37.9 | LK | UNISTRUT POST BASE |  |  |  | BLS B280SQ-ZN | UNISTRUT PRODUCTS | P | 90.26 | 108.31 | 78.49 | 70.49 | 60.56 | 79.25 | EA | UNI682 | BLINE B280SQ
UNI682 | 0 | 37.9 | LK | UNISTRUT POST BASE |  |  |  | BLS B280SQ-ZN | UNISTRUT PRODUCTS | P | 90.26 | 108.31 | 78.49 | 70.49 | 60.56 | 79.25 | EA | UNI682 | BLINE B281SQ
UNI682 | 0 | 37.9 | LK | UNISTRUT POST BASE |  |  |  | BLS B280SQ-ZN | UNISTRUT PRODUCTS | P | 90.26 | 108.31 | 78.49 | 70.49 | 60.56 | 79.25 | EA | UNI682 | ZU105
ZW015 | 0 | 390 | LK | 12/2 MC CABLE W/ GRD | [5 empty] | P | 1300 | 1560 | 1300 | 1300 | 756 | 0 | MFT | ? | ?
ZW015 | 0 | 390 | LK | 12/2 MC CABLE W/ GRD | [5 empty] | P | 258.56 | 310.28 | 258.56 | 0 | 0 | 0 | MFT | ? | ?
WIC163 | 1.76 | 1638.4015 | LK | 16/2C (1 PR) CU 600V ARMORED | CABLE DIRECT BURIAL |  |  | OKONITE 564603401 OR EQUAL |  | P | 2616.25 | 3139.5 | 2275 | 1554.14 | 5000 | 5000 | MFT | WIC163 | CLX
WIC163 | 1.76 | 1638.4015 | LK | 16/2C (1 PR) CU 600V ARMORED | CABLE DIRECT BURIAL |  |  | OKONITE 564603401 OR EQUAL |  | P | 2616.25 | 3139.5 | 2275 | 1554.14 | 5000 | 5000 | MFT | WIC163 | HW3051601P
WIC163 | 1.76 | 1638.4015 | LK | 16/2C (1 PR) CU 600V ARMORED | CABLE DIRECT BURIAL |  |  | OKONITE 564603401 OR EQUAL |  | P | 2616.25 | 3139.5 | 2275 | 1554.14 | 5000 | 5000 | MFT | WIC163 | HWC HW305-1601P
WIC163 | 1.76 | 1638.4015 | LK | 16/2C (1 PR) CU 600V ARMORED | CABLE DIRECT BURIAL |  |  | OKONITE 564603401 OR EQUAL |  | P | 2616.25 | 3139.5 | 2275 | 1554.14 | 5000 | 5000 | MFT | WIC163 | OKONITE 564-60-3401
WIC163 | 1.76 | 1638.4015 | LK | 16/2C (1 PR) CU 600V ARMORED | CABLE DIRECT BURIAL |  |  | OKONITE 564603401 OR EQUAL |  | P | 2616.25 | 3139.5 | 2275 | 1554.14 | 5000 | 5000 | MFT | WIC163 | OVERALL SHIELD
WIC163 | 1.76 | 1638.4015 | LK | 16/2C (1 PR) CU 600V ARMORED | CABLE DIRECT BURIAL |  |  | OKONITE 564603401 OR EQUAL |  | P | 2616.25 | 3139.5 | 2275 | 1554.14 | 5000 | 5000 | MFT | WIC163 | TEK
WIC163 | 1.76 | 1638.4015 | LK | 16/2C (1 PR) CU 600V ARMORED | CABLE DIRECT BURIAL |  |  | OKONITE 564603401 OR EQUAL |  | P | 2616.25 | 3139.5 | 2275 | 1554.14 | 5000 | 5000 | MFT | WIC163 | WIC159
WIC163 | 1.76 | 1638.4015 | LK | 16/2C (1 PR) CU 600V ARMORED | CABLE DIRECT BURIAL |  |  | OKONITE 564603401 OR EQUAL |  | P | 2616.25 | 3139.5 | 2275 | 1554.14 | 5000 | 5000 | MFT | WIC163 | ZW019
WIC163 | 1.76 | 1638.4015 | LK | 16/2C (1 PR) CU 600V ARMORED | CABLE DIRECT BURIAL |  |  | OKONITE 564603401 OR EQUAL |  | P | 2616.25 | 3139.5 | 2275 | 1554.14 | 5000 | 5000 | MFT | WIC163 | ZW024
ZW200 | 0.5056 | 0.4716 | LK | 16/4 SEOOW 600V CORD | [5 empty] | P | 0 | 0 | 0 | 0 | 1.6 | 0 | EA | ? | ?
ZW200 | 0.5056 | 0.4716 | LK | 16/4 SEOOW 600V CORD | [5 empty] | P | 171.42 | 202 | 171.42 | 0 | 0 | 0 | EA | ? | ?
BOL218 | 0 | 0 | LK | 1/2 X 14" MACHINE BOLT |  |  |  |  | MACHINE BOLTS | P | 2.65 | 3.17 | 2.3 | 2.3 | 2.48 | 2.65 | EA | BOL218 | ZWF007
ZWF044 | 17.95 | 19.8389 | LK | CPS CC6A25U 750MCM 1 HOLE LUG | [5 empty] | P | 25.41 | 30.492 | 25.41 | 0 | 38.61 | 35.75 | EA | ? | ?
ZWF044 | 17.95 | 19.8389 | LK | CPS CC6A25U 750MCM 1 HOLE LUG | [5 empty] | P | 0 | 0 | 25.41 | 0 | 1.1 | 1.15 | EA | ? | ?
CAB535 | 60.4 | 69.17 | LK | 6H 12"W 12"RAD 90DEG HRZ | BEND |  |  | B-LINE 6A1290HB12 |  | P | 131.8 | 158.16 | 114.61 | 103.15 | 109 | 131.8 | EA | CAB535 | BLINE 6A-12-90HB12
CAB535 | 60.4 | 69.17 | LK | 6H 12"W 12"RAD 90DEG HRZ | BEND |  |  | B-LINE 6A1290HB12 |  | P | 131.8 | 158.16 | 114.61 | 103.15 | 109 | 131.8 | EA | CAB535 | HORIZONTAL BEND
CAB535 | 60.4 | 69.17 | LK | 6H 12"W 12"RAD 90DEG HRZ | BEND |  |  | B-LINE 6A1290HB12 |  | P | 131.8 | 158.16 | 114.61 | 103.15 | 109 | 131.8 | EA | CAB535 | ZWF046
CAB579 | 34 | 38.94 | LK | 6"H VERTICAL ADJUSTABLE | SPLICE PLATE ALUMINUM |  |  | BLINE 9A1026 |  | P | 69.92 | 83.9 | 60.8 | 50.72 | 61.2 | 69.92 | EA | CAB579 | 6AVASPGE
CAB579 | 34 | 38.94 | LK | 6"H VERTICAL ADJUSTABLE | SPLICE PLATE ALUMINUM |  |  | BLINE 9A1026 |  | P | 69.92 | 83.9 | 60.8 | 50.72 | 61.2 | 69.92 | EA | CAB579 | BLINE 9A-1026
CAB579 | 34 | 38.94 | LK | 6"H VERTICAL ADJUSTABLE | SPLICE PLATE ALUMINUM |  |  | BLINE 9A1026 |  | P | 69.92 | 83.9 | 60.8 | 50.72 | 61.2 | 69.92 | EA | CAB579 | CABLOFIL 6A-VASP-GE
CAB579 | 34 | 38.94 | LK | 6"H VERTICAL ADJUSTABLE | SPLICE PLATE ALUMINUM |  |  | BLINE 9A1026 |  | P | 69.92 | 83.9 | 60.8 | 50.72 | 61.2 | 69.92 | EA | CAB579 | CRESCENT 6A-VASP-GE
CAB579 | 34 | 38.94 | LK | 6"H VERTICAL ADJUSTABLE | SPLICE PLATE ALUMINUM |  |  | BLINE 9A1026 |  | P | 69.92 | 83.9 | 60.8 | 50.72 | 61.2 | 69.92 | EA | CAB579 | ZWF061
ZWF079 | 7.76 | 6.525 | LK | GRD-IBTB INTERSYSTEM BONDING | TERMINATION |  |  |  |  | P | 18.64 | 22.37 | 18.64 | 18.64 | 12.96 | 0 | EA | ? | ?
ZWF079 | 7.76 | 6.525 | LK | GRD-IBTB INTERSYSTEM BONDING | TERMINATION |  |  |  |  | P | 0 | 0 | 0 | 0 | 0 | 0 | EA | ? | ?
ZWF112 | 0 | 0.33 | LK | WOOD SCREW | [5 empty] | P | 0.87 | 1.05 | 0.76 | 0.76 | 0 | 0 | EA | ? | ?
ZWF112 | 0 | 0.33 | LK | WOOD SCREW | [5 empty] | P | 0 | 0 | 0 | 0 | 0 | 0 | EA | ? | ?
ZWF117 | 6.53 | 6.53 | LK | YGHC29C29 3/0 COMPGRD TAP | [5 empty] | P | 20.76 | 24.912 | 20.76 | 0 | 0 | 0 | EA | ? | ?
ZWF117 | 6.53 | 6.53 | LK | YGHC29C29 3/0 COMPGRD TAP | [5 empty] | P | 0 | 0 | 0 | 0 | 0 | 0 | EA | ? | ?
ZWF119 | 39.18 | 39.18 | LK | BURNDY YGHP29C26 | [5 empty] | P | 0 | 0 | 0 | 0 | 70.524 | 0 | EA | ? | ?
ZWF119 | 39.18 | 39.18 | LK | BURNDY YGHP29C26 | [5 empty] | P | 0 | 0 | 0 | 0 | 0 | 0 | EA | ? | ?
ZWF134 | 14.3953 | 7.56 | LK | YS28A1 4/0 BUTT SPLICE | [5 empty] | P | 22.88 | 27.456 | 22.88 | 20.592 | 28.08 | 0 | EA | ? | ?
ZWF134 | 14.3953 | 7.56 | LK | YS28A1 4/0 BUTT SPLICE | [5 empty] | P | 0 | 0 | 0 | 0 | 0 | 0 | EA | ? | ?
STK298 | 0 | 0 | LK | #750 MCM STAKON NON-INSULATED | BUTT SPLICE |  |  |  | STAKONS BUTT SPLICES (NON-INSULATED) | P | 55.04 | 0 | 55.04 | 0 | 0 | 58.34 | EA | STK298 | ZWF163
WIC109 | 0 | 20666.0606 | LK | 250MCM 3C CU W/GRND 600V ARMOR | CABLE DIRECT BURIAL |  |  |  |  | P | 41904.88 | 50285.86 | 36439.03 | 36440 | 41904.88 | 41904.88 | MFT | WIC109 | CLX
WIC109 | 0 | 20666.0606 | LK | 250MCM 3C CU W/GRND 600V ARMOR | CABLE DIRECT BURIAL |  |  |  |  | P | 41904.88 | 50285.86 | 36439.03 | 36440 | 41904.88 | 41904.88 | MFT | WIC109 | DAKOTA 250-3CW6GC1D2
WIC109 | 0 | 20666.0606 | LK | 250MCM 3C CU W/GRND 600V ARMOR | CABLE DIRECT BURIAL |  |  |  |  | P | 41904.88 | 50285.86 | 36439.03 | 36440 | 41904.88 | 41904.88 | MFT | WIC109 | TEK
WIC109 | 0 | 20666.0606 | LK | 250MCM 3C CU W/GRND 600V ARMOR | CABLE DIRECT BURIAL |  |  |  |  | P | 41904.88 | 50285.86 | 36439.03 | 36440 | 41904.88 | 41904.88 | MFT | WIC109 | ZWF173
ZWF194 | 2.7456 | 1.11 | LK | 2G WALL BOX (NAIL-ON) | [5 empty] | P | 5.65 | 6.78 | 4.91 | 0 | 2.16 | 0 | EA | ? | ?
ZWF194 | 2.7456 | 1.11 | LK | 2G WALL BOX (NAIL-ON) | [5 empty] | P | 0 | 0 | 0 | 0 | 0 | 0 | EA | ? | ?
ZWF195 | 0.2812 | 0.2812 | LK | SINGLE MODE 12 STRAND FIBER | [5 empty] | P | 0 | 0 | 0 | 0 | 0.5062 | 0 | EA | ? | ?
ZWF195 | 0.2812 | 0.2812 | LK | SINGLE MODE 12 STRAND FIBER | [5 empty] | P | 0 | 0 | 0 | 0 | 0 | 0 | EA | ? | ?
ZWF200 | 0 | 9.65 | LK | RAINBOW CLEANER WIPES | [5 empty] | P | 0 | 0 | 13.51 | 0 | 17.37 | 0 | EA | ? | ?
ZWF200 | 0 | 9.65 | LK | RAINBOW CLEANER WIPES | [5 empty] | P | 0 | 0 | 13.51 | 0 | 1.1 | 0 | EA | ? | ?
ZWF202 | 24.27 | 7.88 | LK | QOU115 SQD 120V-15A CB | [5 empty] | P | 40.2 | 48.24 | 40.2 | 36.18 | 43.7 | 0 | EA | ? | ?
ZWF202 | 24.27 | 7.88 | LK | QOU115 SQD 120V-15A CB | [5 empty] | P | 0 | 0 | 0 | 0 | 1.1 | 0 | EA | ? | ?
ZWF222 | 0 | 133.6975 | LK | UB12550 12V BATTERY 55 AH | [5 empty] | P | 184.41 | 221.29 | 184.41 | 184.41 | 358.56 | 0 | EA | ? | ?
ZWF222 | 0 | 133.6975 | LK | UB12550 12V BATTERY 55 AH | [5 empty] | P | 0 | 0 | 0 | 0 | 0 | 0 | EA | ? | ?
ZWF227 | 36.49 | 39.65 | LK | 125A LOAD CENTER | [5 empty] | P | 173.7 | 208.44 | 155.05 | 155.05 | 0 | 0 | EA | ? | ?
ZWF227 | 36.49 | 39.65 | LK | 125A LOAD CENTER | [5 empty] | P | 0 | 0 | 0 | 0 | 0 | 0 | EA | ? | ?
ZWF245 | 62.64 | 52.78 | LK | 1" WIRE MESH CORD GRIP STB100 | [5 empty] | P | 14.34 | 17.21 | 11.47 | 11.47 | 95 | 95 | EA | ? | ?
ZWF245 | 62.64 | 52.78 | LK | 1" WIRE MESH CORD GRIP STB100 | [5 empty] | P | 0 | 0 | 55 | 0 | 1.1 | 0 | EA | ? | ?
ZWF254 | 3.74 | 3.74 | LK | 1/2 X 1296 TEFLON TAPE | [5 empty] | P | 3.88 | 4.66 | 3.88 | 3.33 | 0 | 0 | EA | ? | ?
ZWF254 | 3.74 | 3.74 | LK | 1/2 X 1296 TEFLON TAPE | [5 empty] | P | 0 | 0 | 0 | 0 | 0 | 0 | EA | ? | ?
ZWF271 | 0 | 6.75 | LK | RAGS 25# | [5 empty] | P | 9.45 | 11.34 | 9.45 | 9.45 | 9.45 | 0 | EA | ? | ?
ZWF271 | 0 | 6.75 | LK | RAGS 25# | [5 empty] | P | 0 | 0 | 452.49 | 0 | 1.1 | 0 | EA | ? | ?
BRKQ855 | 15.02 | 15.02 | LK | LOAD CENTER COVER WITH DOOR | SURFACE MOUNT SQUARE D |  |  | SQ D QOC16US |  | P | 23.54 | 28.25 | 23.54 | 23.54 | 28 | 28 | EA | BRKQ855 | SQUARE D QOC16US
ZWF304 | 0 | 0.0729 | LK | 3/8" FENDER WASHER | [5 empty] | P | 0.25 | 0.3 | 0.22 | 0.22 | 1.19 | 0 | EA | ? | ?
ZWF304 | 0 | 0.0729 | LK | 3/8" FENDER WASHER | [5 empty] | P | 0 | 0 | 152.26 | 0 | 1.1 | 0 | EA | ? | ?
ENS300 | 0 | 0 | LK | 16" X 16" METAL ENCLOSURE |  |  |  |  | ENCLOSURES, METAL | P | 143 | 171.6 | 120.12 | 120.12 | 0 | 151.58 | EA | ENS300 | ZWF317
ZWF319 | 0 | 422.61 | LK | 24X20X8 NEMA 4 ENCLOSURE | [5 empty] | P | 796.72 | 956.06 | 692.8 | 692.8 | 860.46 | 0 | EA | ? | ?
ZWF319 | 0 | 422.61 | LK | 24X20X8 NEMA 4 ENCLOSURE | [5 empty] | P | 0 | 0 | 0 | 0 | 0 | 0 | EA | ? | ?
ZWF337 | 0 | 1.5073 | LK | LEV CR20-1 IV DPLX RCPT NEMA5- | [5 empty] | P | 2.11 | 2.5322 | 2.1102 | 2.1102 | 3.24 | 0 | EA | ? | ?
ZWF337 | 0 | 1.5073 | LK | LEV CR20-1 IV DPLX RCPT NEMA5- | [5 empty] | P | 0 | 0 | 0 | 0 | 0 | 0 | EA | ? | ?
ZWF345 | 0.29 | 0.29 | LK | CLEAR HOSE | [5 empty] | P | 0.65 | 0.78 | 0.65 | 0.65 | 0.55 | 0 | EA | ? | ?
ZWF345 | 0.29 | 0.29 | LK | CLEAR HOSE | [5 empty] | P | 0 | 0 | 30.58 | 0 | 1.1 | 0 | EA | ? | ?
ZWF347 | 0 | 0.0781 | LK | 1/4 FENDER WASHER | [5 empty] | P | 0.1 | 0.12 | 0.1 | 0 | 0.2 | 0 | EA | ? | ?
ZWF347 | 0 | 0.0781 | LK | 1/4 FENDER WASHER | [5 empty] | P | 0 | 0 | 878.35 | 0 | 1.1 | 0 | EA | ? | ?
TAP236 | 0 | 0.04 | LK | CAUTION TAPE (PER FT) |  |  |  | THOR 22-202 3X1000' (YELLOW) | TAPE | P | 0.08 | 0.09 | 0.08 | 0.08 | 0.09 | 0.08 | EA | TAP236 | AAU0001
TAP236 | 0 | 0.04 | LK | CAUTION TAPE (PER FT) |  |  |  | THOR 22-202 3X1000' (YELLOW) | TAPE | P | 0.08 | 0.09 | 0.08 | 0.08 | 0.09 | 0.08 | EA | TAP236 | ZWF387
ZWF389 | 48.59 | 48.59 | LK | BAB2060 60A 2P CKT BRKR | [5 empty] | P | 65.86 | 79.032 | 65.86 | 0 | 0 | 73.26 | EA | ? | ?
ZWF389 | 48.59 | 48.59 | LK | BAB2060 60A 2P CKT BRKR | [5 empty] | P | 11513.7 | 0 | 11513.7 | 0 | 1.1 | 0 | EA | ? | ?
CRSC604 | 310.33 | 5.152 | LK | EDSC2184-S769 SIG BELL |  |  |  |  | BOX COVERS | P | 419 | 502.8 | 419 | 419 | 452.52 | 444.14 | EA | CRSC604 | ZWF412
ZWF422 | 169.95 | 186.94 | LK | BATTERY,12SLA75S, 12V, 75AH | [5 empty] | P | 299.446 | 0 | 299.446 | 0 | 357 | 357 | EA | ? | ?
ZWF422 | 169.95 | 186.94 | LK | BATTERY,12SLA75S, 12V, 75AH | [5 empty] | P | 466.62 | 0 | 466.62 | 0 | 1.1 | 0 | EA | ? | ?
ZWF426 | 0 | 0.99 | LK | 1/2" EMT COMP CONNECTOR | [5 empty] | P | 1.39 | 0 | 1.39 | 0 | 1.5 | 0 | EA | ? | ?
ZWF426 | 0 | 0.99 | LK | 1/2" EMT COMP CONNECTOR | [5 empty] | P | 0 | 0 | 78.57 | 0 | 1.1 | 0 | EA | ? | ?
ZWF445 | 0 | 57.89 | LK | BNH 655 70CFM HEATER/FAN/LIGHT | [5 empty] | P | 192.2 | 230.64 | 192.2 | 172.98 | 0 | 0 | EA | ? | ?
ZWF445 | 0 | 57.89 | LK | BNH 655 70CFM HEATER/FAN/LIGHT | [5 empty] | P | 54.26 | 0 | 54.26 | 0 | 1.1 | 0 | EA | ? | ?
ZWF450 | 0.406 | 0.406 | LK | 2G IVORY PLATE | [5 empty] | P | 1.83 | 2.2 | 1.65 | 1.49 | 0 | 0 | EA | ? | ?
ZWF450 | 0.406 | 0.406 | LK | 2G IVORY PLATE | [5 empty] | P | 106.16 | 0 | 106.16 | 0 | 1.1 | 0 | EA | ? | ?
ZWF466 | 13.85 | 13.85 | LK | 16 OZ SPRAY FOAM SEALANT | 078254-14077 |  |  |  |  | P | 11.67 | 14.004 | 11.67 | 10.503 | 24.95 | 0 | EA | ? | ?
ZWF466 | 13.85 | 13.85 | LK | 16 OZ SPRAY FOAM SEALANT | 078254-14077 |  |  |  |  | P | 72.54 | 0 | 72.54 | 0 | 1.1 | 0 | EA | ? | ?
ZWF479 | 88.63 | 88.63 | LK | THERMOSTAT HEAT/COOL | [5 empty] | P | 36.36 | 43.62 | 36.36 | 36.36 | 0 | 0 | EA | ? | ?
ZWF479 | 88.63 | 88.63 | LK | THERMOSTAT HEAT/COOL | [5 empty] | P | 517.57 | 0 | 517.57 | 0 | 1.1 | 0 | EA | ? | ?
LIG232 | 199.65 | 199.65 | LK | 70W METAL HALIDE CEILING FIXTU | WITH LAMP QUAD BALLAST |  |  | RAB VAN3HH70QT |  | P | 250.75 | 300.9 | 250.75 | 250.75 | 359.37 | 0 | EA | LIG232 | RAB VAN3HH70T
ZWF505 | 0 | 0 | LK | RG6 40% ALU COAX CABLE | [5 empty] | P | 0.07 | 0 | 0.07 | 0 | 1.19 | 0 | EA | ? | ?
ZWF505 | 0 | 0 | LK | RG6 40% ALU COAX CABLE | [5 empty] | P | 0.07 | 0 | 0.07 | 0 | 1.1 | 0 | EA | ? | ?
WIC803 | 1.0691 | 1.11 | LK | #1 WELDING CABLE | [5 empty] | P | 4.03 | 4.84 | 4.03 | 3.46 | 2.16 | 2.16 | EA | WIC803 | ZWF531
ZWF586 | 0 | 0 | LK | RG6 CONNECTOR, BNC MALE | [5 empty] | P | 2.31 | 0 | 2.31 | 0 | 0 | 0 | EA | ? | ?
ZWF586 | 0 | 0 | LK | RG6 CONNECTOR, BNC MALE | [5 empty] | P | 2.31 | 0 | 2.31 | 0 | 0 | 0 | EA | ? | ?
CRSC120 | 0 | 23.69 | LK | 2" C67 CONDULET |  |  |  | CRH C67 (FORM 7) | CGB CONNECTS | P | 81.39 | 97.66 | 70.77 | 58.03 | 62.67 | 86.27 | EA | CRSC120 | BAQ0602
CRSC120 | 0 | 23.69 | LK | 2" C67 CONDULET |  |  |  | CRH C67 (FORM 7) | CGB CONNECTS | P | 81.39 | 97.66 | 70.77 | 58.03 | 62.67 | 86.27 | EA | CRSC120 | ZZ001
MUR960 | 0 | 18.17 | LK | 1/2 X 1/4 BUSHING FOR SWITCH | [5 empty] | P | 25.44 | 30.53 | 25.44 | 25.44 | 0 | 26.97 | EA | MUR960 | ZZ006
PLU460 | 99.21 | 99.21 | LK | 50A 250V 3PH TWISTLOCK PLUG | [5 empty] | P | 186.65 | 223.98 | 186.65 | 186.65 | 194.4 | 197.85 | EA | PLU460 | ZZ008
GLO100 | 0 | 11.12 | LK | HONEST ABE WORK GLOVES |  |  |  |  | GLOVES | P | 16.68 | 20.02 | 16.68 | 16.68 | 18.01 | 18.01 | EA | GLO100 | ZZ011
ZZ024 | 237.98 | 237.98 | LK | METER SOCKET 20 AMP TYPE R-2 | [5 empty] | P | 38.85 | 46.62 | 38.85 | 0 | 428.4 | 0 | EA | ? | ?
ZZ024 | 237.98 | 237.98 | LK | METER SOCKET 20 AMP TYPE R-2 | [5 empty] | P | 38.85 | 46.62 | 38.85 | 0 | 0 | 0 | EA | ? | ?
COF704 | 0 | 12.85 | LK | 1" 45 DEGREE SEALTITE FLEX | CONNECTOR |  |  | THM 5254 | 45 DEGREE SEALTITE FLEX CONNECT | P | 36.98 | 44.38 | 24.65 | 22.19 | 23.97 | 39.2 | EA | COF704 | T&B 5244
COF704 | 0 | 12.85 | LK | 1" 45 DEGREE SEALTITE FLEX | CONNECTOR |  |  | THM 5254 | 45 DEGREE SEALTITE FLEX CONNECT | P | 36.98 | 44.38 | 24.65 | 22.19 | 23.97 | 39.2 | EA | COF704 | ZZ039
ZZ052 | 16 | 16 | LK | PAPER TOWELS, BOX | [5 empty] | P | 5.59 | 6.71 | 5.59 | 5.59 | 29 | 0 | EA | ? | ?
ZZ052 | 16 | 16 | LK | PAPER TOWELS, BOX | [5 empty] | P | 14.95 | 17.94 | 14.95 | 0 | 0 | 0 | EA | ? | ?
ZZ053 | 37.18 | 35.7833 | LK | SMOKE DETECTOR DUAL | [5 empty] | P | 32.16 | 38.6 | 32.16 | 32.16 | 66.92 | 0 | EA | ? | ?
ZZ053 | 37.18 | 35.7833 | LK | SMOKE DETECTOR DUAL | [5 empty] | P | 345.8 | 414.96 | 345.8 | 0 | 0 | 0 | EA | ? | ?
ZZ056 | 0 | 6.31 | LK | 150W 130V ROUGH SERVICE | [5 empty] | P | 12.53 | 15.04 | 12.53 | 10.74 | 12.26 | 0 | EA | ? | ?
ZZ056 | 0 | 6.31 | LK | 150W 130V ROUGH SERVICE | [5 empty] | P | 6.54 | 10.46 | 6.54 | 0 | 0 | 0 | EA | ? | ?
SAK102 | 0 | 0 | LK | 50 LB FAST SET QUIKRETE MIX |  |  |  |  | SACKRETE | P | 8.19 | 9.83 | 8.19 | 8.19 | 8.85 | 8.85 | EA | SAK102 | ZZ064
ZZ555 | 0 | 0.01 | LK | [6 empty] | P | 0 | 0 | 0 | 0 | 0 | 0 | EA | ? | ?
ZZ555 | 0 | 0.01 | LK | [6 empty] | P | 0 | 0 | 0 | 0 | 0 | 0 | EA | ? | ?
MOTT552 | 0 | 0 | LK | TECHTOP 5HP NEMA D 1200 | RPM 215T FRAME |  |  |  | TECHTOP NEMA D MOTORS | P | 350 | 420 | 350 | 350 | 0 | 371 | EA | MOTT552 | MO552
TAP202 | 0 | 19.2546 | LK | 3/4" FIBERGLASS TAPE |  |  |  | #90701 / #1240224 | TAPE | P | 14.74 | 17.69 | 13.19 | 13.19 | 9.29 | 9.29 | EA | TAP202 | CAIN GT6A
TAP202 | 0 | 19.2546 | LK | 3/4" FIBERGLASS TAPE |  |  |  | #90701 / #1240224 | TAPE | P | 14.74 | 17.69 | 13.19 | 13.19 | 9.29 | 9.29 | EA | TAP202 | FAH0010
TAP202 | 0 | 19.2546 | LK | 3/4" FIBERGLASS TAPE |  |  |  | #90701 / #1240224 | TAPE | P | 14.74 | 17.69 | 13.19 | 13.19 | 9.29 | 9.29 | EA | TAP202 | GLASS CLOTH TAPE
TAP202 | 0 | 19.2546 | LK | 3/4" FIBERGLASS TAPE |  |  |  | #90701 / #1240224 | TAPE | P | 14.74 | 17.69 | 13.19 | 13.19 | 9.29 | 9.29 | EA | TAP202 | NSI EWGC77566
TAP202 | 0 | 19.2546 | LK | 3/4" FIBERGLASS TAPE |  |  |  | #90701 / #1240224 | TAPE | P | 14.74 | 17.69 | 13.19 | 13.19 | 9.29 | 9.29 | EA | TAP202 | PLYMOUTH 03456
TAP202 | 0 | 19.2546 | LK | 3/4" FIBERGLASS TAPE |  |  |  | #90701 / #1240224 | TAPE | P | 14.74 | 17.69 | 13.19 | 13.19 | 9.29 | 9.29 | EA | TAP202 | TA303
TAP202 | 0 | 19.2546 | LK | 3/4" FIBERGLASS TAPE |  |  |  | #90701 / #1240224 | TAPE | P | 14.74 | 17.69 | 13.19 | 13.19 | 9.29 | 9.29 | EA | TAP202 | XB285
TAP202 | 0 | 19.2546 | LK | 3/4" FIBERGLASS TAPE |  |  |  | #90701 / #1240224 | TAPE | P | 14.74 | 17.69 | 13.19 | 13.19 | 9.29 | 9.29 | EA | TAP202 | XET003
PANS457 | 0 | 0 | LK | SIZE 4, SIEMANS/FURNAS | VACUUM FACTORY FUSIBLE CONTRO |  |  |  | SIEMENS CONTROL PANELS | P | 2360.78 | 2832.94 | 1938.75 | 1408.12 | 2229.56 | 1824.3 | EA | PANS457 | 87JCN6FF
PANS457 | 0 | 0 | LK | SIZE 4, SIEMANS/FURNAS | VACUUM FACTORY FUSIBLE CONTRO |  |  |  | SIEMENS CONTROL PANELS | P | 2360.78 | 2832.94 | 1938.75 | 1408.12 | 2229.56 | 1824.3 | EA | PANS457 | FURNAS
PANS457 | 0 | 0 | LK | SIZE 4, SIEMANS/FURNAS | VACUUM FACTORY FUSIBLE CONTRO |  |  |  | SIEMENS CONTROL PANELS | P | 2360.78 | 2832.94 | 1938.75 | 1408.12 | 2229.56 | 1824.3 | EA | PANS457 | ITE
PANS457 | 0 | 0 | LK | SIZE 4, SIEMANS/FURNAS | VACUUM FACTORY FUSIBLE CONTRO |  |  |  | SIEMENS CONTROL PANELS | P | 2360.78 | 2832.94 | 1938.75 | 1408.12 | 2229.56 | 1824.3 | EA | PANS457 | PA457
MET634 | 0 | 0 | LK | 7 TERMINAL 320A METER BASE |  |  |  |  | WATT HOUR METERS, 3-PHASE 480V | P | 880.8 | 1056.96 | 880.8 | 880.8 | 951.26 | 951.26 | EA | MET634 | XEM072
HET100 | 0 | 0 | LK | HEATER ELEMENT 12V/ 72 WATT |  |  |  |  | HEATING ELEMENTS | P | 136.49 | 163.78 | 136.49 | 136.49 | 147.41 | 147.41 | EA | HET100 | XAH030
BOX400 | 0 | 0 | LK | ROUND GROUNDING VALVE BOX | JOST M06-006 (WITH GREEN LID) |  |  |  | BOXES | P | 7.89 | 9.47 | 6.86 | 6.18 | 6.3 | 7.89 | EA | ? | ?
REC104 | 4.06 | 14.655 | LK | 50 AMP 240V RECEPTACLE |  |  |  |  | RECEPTACLES | P | 16.49 | 19.78 | 16.49 | 16.49 | 21.26 | 34.56 | EA | REC104 | XAO007
LUP124 | 0 | 6.4544 | LK | #250 MCM PARALELL LUG DOUBLE | BARREL |  |  | BUR K2A29U | PARALELL MECHANICAL LUGS | P | 16.24 | 16.24 | 16.24 | 16.24 | 18.2 | 17.86 | EA | LUP124 | FAB2102
LUP124 | 0 | 6.4544 | LK | #250 MCM PARALELL LUG DOUBLE | BARREL |  |  | BUR K2A29U | PARALELL MECHANICAL LUGS | P | 16.24 | 16.24 | 16.24 | 16.24 | 18.2 | 17.86 | EA | LUP124 | LUP112
LUP124 | 0 | 6.4544 | LK | #250 MCM PARALELL LUG DOUBLE | BARREL |  |  | BUR K2A29U | PARALELL MECHANICAL LUGS | P | 16.24 | 16.24 | 16.24 | 16.24 | 18.2 | 17.86 | EA | LUP124 | XAL200
LUP124 | 0 | 6.4544 | LK | #250 MCM PARALELL LUG DOUBLE | BARREL |  |  | BUR K2A29U | PARALELL MECHANICAL LUGS | P | 16.24 | 16.24 | 16.24 | 16.24 | 18.2 | 17.86 | EA | LUP124 | XEL048
LUP124 | 0 | 6.4544 | LK | #250 MCM PARALELL LUG DOUBLE | BARREL |  |  | BUR K2A29U | PARALELL MECHANICAL LUGS | P | 16.24 | 16.24 | 16.24 | 16.24 | 18.2 | 17.86 | EA | LUP124 | XHL007
LUP124 | 0 | 6.4544 | LK | #250 MCM PARALELL LUG DOUBLE | BARREL |  |  | BUR K2A29U | PARALELL MECHANICAL LUGS | P | 16.24 | 16.24 | 16.24 | 16.24 | 18.2 | 17.86 | EA | LUP124 | XLK961
LUP124 | 0 | 6.4544 | LK | #250 MCM PARALELL LUG DOUBLE | BARREL |  |  | BUR K2A29U | PARALELL MECHANICAL LUGS | P | 16.24 | 16.24 | 16.24 | 16.24 | 18.2 | 17.86 | EA | LUP124 | XLK962
BOL404 | 0 | 1.5 | LK | 2 1/2" U BOLT |  |  |  |  | U - BOLTS | P | 3.44 | 4.13 | 2.99 | 2.7 | 2.99 | 3.44 | EA | BOL404 | XAB235
BLA100 | 0 | 3.01 | LK | 12-INCH HACKSAW BLADE |  |  |  |  | BLADE, SAW | P | 2.84 | 3.41 | 2.47 | 2.22 | 8 | 8 | EA | BLA100 | BL100
PUL100 | 0 | 0 | LK | 1 PLY PULL LINE |  |  |  |  | PULL LINE | P | 8.21 | 9.85 | 7 | 4.9 | 0 | 8.7 | C | PUL100 | PU100
COR635 | 6.1687 | 6.17 | LK | 2 1/2" ROMEX CONNECTOR |  |  |  | THM 3308 | ROMEX CONNECTORS (TWO SCREW) | P | 8.98 | 8.98 | 8.98 | 0 | 14.98 | 14.65 | EA | COR635 | BAT0600
COR635 | 6.1687 | 6.17 | LK | 2 1/2" ROMEX CONNECTOR |  |  |  | THM 3308 | ROMEX CONNECTORS (TWO SCREW) | P | 8.98 | 8.98 | 8.98 | 0 | 14.98 | 14.65 | EA | COR635 | XAC101
COR635 | 6.1687 | 6.17 | LK | 2 1/2" ROMEX CONNECTOR |  |  |  | THM 3308 | ROMEX CONNECTORS (TWO SCREW) | P | 8.98 | 8.98 | 8.98 | 0 | 14.98 | 14.65 | EA | COR635 | XLK346
LAM232 | 0 | 9.76 | LK | BULB INCANDESCENT HALOGEN | 1500W |  |  | OSRA 1500T3Q/CL-240V RECSD | LAMPS | P | 60.07 | 72.08 | 44.8 | 22.4 | 22.4 | 63.67 | EA | LAM232 | LA533
LAM232 | 0 | 9.76 | LK | BULB INCANDESCENT HALOGEN | 1500W |  |  | OSRA 1500T3Q/CL-240V RECSD | LAMPS | P | 60.07 | 72.08 | 44.8 | 22.4 | 22.4 | 63.67 | EA | LAM232 | PAE1500
COM538 | 0 | 0 | LK | WR989 H-TAP 795-477 TO 795-477 | ACSR COMPRESSION CONNECTOR |  |  |  | COMPRESSION CONNECTORS | P | 40.75 | 48.9 | 40.75 | 40.75 | 44.01 | 44.01 | EA | COM538 | XHC028
MUR784 | 0 | 328.65 | LK | OPLFC-S 5000-OS PRESSURE GUAGE | 0-5000PSI FLUSH MOUNT OIL- | SEALED MURPHY |  |  | PRESSURE SWITCHES - OIL FILLED | P | 456.82 | 548.19 | 397.24 | 323.95 | 349.87 | 548.85 | EA | MUR784 | 05701258
MUR784 | 0 | 328.65 | LK | OPLFC-S 5000-OS PRESSURE GUAGE | 0-5000PSI FLUSH MOUNT OIL- | SEALED MURPHY |  |  | PRESSURE SWITCHES - OIL FILLED | P | 456.82 | 548.19 | 397.24 | 323.95 | 349.87 | 548.85 | EA | MUR784 | OPLFC-R-5000-OS
MUR784 | 0 | 328.65 | LK | OPLFC-S 5000-OS PRESSURE GUAGE | 0-5000PSI FLUSH MOUNT OIL- | SEALED MURPHY |  |  | PRESSURE SWITCHES - OIL FILLED | P | 456.82 | 548.19 | 397.24 | 323.95 | 349.87 | 548.85 | EA | MUR784 | XHS007
ZWF661 | 6.02 | 7.4702 | LK | HUB ADAPTER KIT | [5 empty] | P | 13.07 | 15.69 | 11.37 | 11.37 | 13.5 | 0 | EA | ? | ?
ZWF662 | 4.3727 | 4.3727 | LK | 4" 50 AMP RECEPTACLE PLATE | [5 empty] | P | 4.34 | 5.21 | 4.34 | 4.34 | 0 | 0 | EA | ? | ?
ZWF659 | 12.54 | 12.54 | LK | IN-LINE FUSE HOLDER | [5 empty] | P | 26.86 | 32.23 | 24.42 | 24.42 | 22.6 | 0 | EA | ? | ?
LIT102 | 0 | 0 | LK | SMOOTH WEAVE TIN GRD WIRE | LPC120L500 17GA. CU |  |  |  | LIGHTNING PROTECTION | P | 0 | 0 | 0 | 0 | 0 | 0 | EA | ? | ?
LIT104 | 0 | 0 | LK | LPC555 1/4 GRD CAST BONDING | LUG ERICO LPC555 |  |  |  | LIGHTNING PROTECTION | P | 15.72 | 18.87 | 15.72 | 15.72 | 16.98 | 16.66 | EA | ? | ?
LIT100 | 0 | 0 | LK | LIGHTNING DISSIPATOR | LM-AS-1 |  |  |  | LIGHTNING PROTECTION | P | 154.89 | 185.86 | 154.89 | 154.89 | 167.28 | 164.18 | EA | ? | ?
CLG358 | 0 | 0 | LK | 4-4 1/2" GAR2226 GRND CLAMP |  |  |  |  | GROUND CLAMPS | P | 211.09 | 253.31 | 183.56 | 119.31 | 128.85 | 211.09 | EA | ? | ?
STR366 | 0 | 801.32 | LK | 1/2" STN STL STRAPPING (BOX) |  |  |  |  | STAINLESS STEEL STRAPPING | P | 117 | 140.4 | 117 | 104 | 0 | 1356 | EA | STR366 | XHS062
STR366 | 0 | 801.32 | LK | 1/2" STN STL STRAPPING (BOX) |  |  |  |  | STAINLESS STEEL STRAPPING | P | 117 | 140.4 | 117 | 104 | 0 | 1356 | EA | STR366 | XLK120
XHS063 | 12.65 | 12.65 | LK | 1" X 18" BRAIDED GROUND SRAP | [5 empty] | P | 0 | 0 | 0 | 0 | 22.8 | 0 | EA | ? | ?
COR634 | 2.335 | 4.6172 | LK | 1 1/2" ROMEX CONNECTOR |  |  |  | THM 3306 / ARLI 848 | ROMEX CONNECTORS (TWO SCREW) | P | 19.98 | 23.97 | 17.37 | 13.9 | 15.01 | 21.18 | EA | COR634 | BAT0500
COR634 | 2.335 | 4.6172 | LK | 1 1/2" ROMEX CONNECTOR |  |  |  | THM 3306 / ARLI 848 | ROMEX CONNECTORS (TWO SCREW) | P | 19.98 | 23.97 | 17.37 | 13.9 | 15.01 | 21.18 | EA | COR634 | XAC200
COR634 | 2.335 | 4.6172 | LK | 1 1/2" ROMEX CONNECTOR |  |  |  | THM 3306 / ARLI 848 | ROMEX CONNECTORS (TWO SCREW) | P | 19.98 | 23.97 | 17.37 | 13.9 | 15.01 | 21.18 | EA | COR634 | XLK312
YJB010 | 60.29 | 60.87 | LK | 4 LIGHT F54T5 HO BALLAST | 120/277V |  |  |  |  | P | 378.54 | 454.25 | 378.54 | 378.54 | 97.74 | 0 | EA | ? | ?
CRSC624 | 0 | 0 | LK | EXPLOSION PROOF SWITCH COVER | 3 POSITION HOA |  | CRH DSD926 | ALB 800H-JP2KB7AXXX | BOX COVERS | P | 359.54 | 431.45 | 359.54 | 359.54 | 388.3 | 388.3 | EA | CRSC624 | BAR0226
CRSC624 | 0 | 0 | LK | EXPLOSION PROOF SWITCH COVER | 3 POSITION HOA |  | CRH DSD926 | ALB 800H-JP2KB7AXXX | BOX COVERS | P | 359.54 | 431.45 | 359.54 | 359.54 | 388.3 | 388.3 | EA | CRSC624 | JAA8013
CRSC624 | 0 | 0 | LK | EXPLOSION PROOF SWITCH COVER | 3 POSITION HOA |  | CRH DSD926 | ALB 800H-JP2KB7AXXX | BOX COVERS | P | 359.54 | 431.45 | 359.54 | 359.54 | 388.3 | 388.3 | EA | CRSC624 | XHC010
COM536 | 0 | 0 | LK | YHR800 795-954 TO3/0-397.5 | ACSR COMPRESSION CONN |  |  |  | COMPRESSION CONNECTORS | P | 40.75 | 48.9 | 40.75 | 40.75 | 44.01 | 44.01 | EA | COM536 | XHC026
YJF020 | 180.18 | 803.6633 | LK | EXHAUST FAN W/GUARD & SHUTTER | [5 empty] | P | 2203.57 | 2644.28 | 2203.57 | 2203.57 | 2208.6 | 0 | EA | ? | ?
REX101 | 0 | 302.2 | LK | 100A 600V 3W 4P CIRCUIT-BREAK | GROUNDING CONNECTOR |  |  | APP ARC1034CD/CRS APR10467 |  | P | 552.48 | 662.98 | 552.48 | 524.86 | 566.64 | 0 | EA | REX101 | APPLETON ARC1034CD
REX101 | 0 | 302.2 | LK | 100A 600V 3W 4P CIRCUIT-BREAK | GROUNDING CONNECTOR |  |  | APP ARC1034CD/CRS APR10467 |  | P | 552.48 | 662.98 | 552.48 | 524.86 | 566.64 | 0 | EA | REX101 | ARKTITE
REX101 | 0 | 302.2 | LK | 100A 600V 3W 4P CIRCUIT-BREAK | GROUNDING CONNECTOR |  |  | APP ARC1034CD/CRS APR10467 |  | P | 552.48 | 662.98 | 552.48 | 524.86 | 566.64 | 0 | EA | REX101 | CROUSE HINDS APR10467
REX101 | 0 | 302.2 | LK | 100A 600V 3W 4P CIRCUIT-BREAK | GROUNDING CONNECTOR |  |  | APP ARC1034CD/CRS APR10467 |  | P | 552.48 | 662.98 | 552.48 | 524.86 | 566.64 | 0 | EA | REX101 | PIN & SLEEVE DEVICE
REX101 | 0 | 302.2 | LK | 100A 600V 3W 4P CIRCUIT-BREAK | GROUNDING CONNECTOR |  |  | APP ARC1034CD/CRS APR10467 |  | P | 552.48 | 662.98 | 552.48 | 524.86 | 566.64 | 0 | EA | REX101 | POWERTITE
BRKQ530 | 346.38 | 346.38 | LK | 200A 600V 3 POLE MOLDED CASE | CIRCUIT BREAKER |  |  | SQ D LAL36200 |  | P | 1293.75 | 1552.5 | 1125 | 1125 | 623.5 | 0 | EA | BRKQ530 | SQ D LAL36200
XAC201 | 1.0588 | 1.0724 | LK | WELDING CABLE | [5 empty] | P | 2.29 | 2.29 | 2.29 | 0 | 2.26 | 2.29 | EA | ? | ?
CLG357 | 0 | 0 | LK | 300 AMP GROUND CLAMP | (WELDING GROUND) |  |  |  | GROUND CLAMPS | P | 19.6 | 23.52 | 19.6 | 16.66 | 0 | 20.78 | EA | CLG357 | CL357
CLG357 | 0 | 0 | LK | 300 AMP GROUND CLAMP | (WELDING GROUND) |  |  |  | GROUND CLAMPS | P | 19.6 | 23.52 | 19.6 | 16.66 | 0 | 20.78 | EA | CLG357 | XAC202
CLG357 | 0 | 0 | LK | 300 AMP GROUND CLAMP | (WELDING GROUND) |  |  |  | GROUND CLAMPS | P | 19.6 | 23.52 | 19.6 | 16.66 | 0 | 20.78 | EA | CLG357 | XC046
CLG357 | 0 | 0 | LK | 300 AMP GROUND CLAMP | (WELDING GROUND) |  |  |  | GROUND CLAMPS | P | 19.6 | 23.52 | 19.6 | 16.66 | 0 | 20.78 | EA | CLG357 | XEC005
TAH402 | 0 | 0 | LK | TF4X40 HEAT TRACE THERMOSTAT |  |  |  |  | SELF-LIMITING HEAT TAPE | P | 223.32 | 267.98 | 223.32 | 223.32 | 241.19 | 241.19 | EA | TAH402 | XHT006
1HV | 0 | 5 | LK | HYDROVAC | [5 empty] | P | 185 | 203.5 | 185 | 166.25 | 10 | 0 | HR | ? | ?
XHM007 | 0 | 450 | LK | 1/2 HP BALDOR MOTOR TEFC | 3600RPM 56J SER#JL5003A |  |  |  |  | P | 0 | 0 | 0 | 0 | 810 | 0 | EA | ? | ?
MOTA601 | 0 | 0 | LK | TATUNG 5 HP 1130 RPM NEMA D | 215T FRAME, D.P. OIL WELL | PUMPING MOTOR |  |  |  | P | 844.57 | 1013.48 | 767.79 | 729.4 | 0 | 895.24 | EA | MOTA601 | M0601
TRS428 | 0 | 0 | LK | 1 KVA 7200 SINGLE BUSHING | CSP TRANSF 1-PHASE NO TAPS |  |  |  | 1-PHASE TRANSF, CSP, NO TAPS, SINGLE BUSHING | P | 881.22 | 1057.47 | 801.11 | 721 | 0 | 934.09 | EA | TRS428 | HD SUPPLY 172121BCND
TRS428 | 0 | 0 | LK | 1 KVA 7200 SINGLE BUSHING | CSP TRANSF 1-PHASE NO TAPS |  |  |  | 1-PHASE TRANSF, CSP, NO TAPS, SINGLE BUSHING | P | 881.22 | 1057.47 | 801.11 | 721 | 0 | 934.09 | EA | TRS428 | XHT028
ALA202 | 0 | 0 | LK | 8 CHANNEL SENSAPHONE MONITOR | SYSTEM |  |  | PHON FGD-0800 | ALARM | P | 907.46 | 1088.95 | 907.46 | 816.71 | 1012.49 | 993.74 | EA | ALA202 | AL202
ALA202 | 0 | 0 | LK | 8 CHANNEL SENSAPHONE MONITOR | SYSTEM |  |  | PHON FGD-0800 | ALARM | P | 907.46 | 1088.95 | 907.46 | 816.71 | 1012.49 | 993.74 | EA | ALA202 | JAH0020
ALA202 | 0 | 0 | LK | 8 CHANNEL SENSAPHONE MONITOR | SYSTEM |  |  | PHON FGD-0800 | ALARM | P | 907.46 | 1088.95 | 907.46 | 816.71 | 1012.49 | 993.74 | EA | ALA202 | SENSAPHONE (OLD) 1108
ALA202 | 0 | 0 | LK | 8 CHANNEL SENSAPHONE MONITOR | SYSTEM |  |  | PHON FGD-0800 | ALARM | P | 907.46 | 1088.95 | 907.46 | 816.71 | 1012.49 | 993.74 | EA | ALA202 | SENSAPHONE FGD-0800
ALA202 | 0 | 0 | LK | 8 CHANNEL SENSAPHONE MONITOR | SYSTEM |  |  | PHON FGD-0800 | ALARM | P | 907.46 | 1088.95 | 907.46 | 816.71 | 1012.49 | 993.74 | EA | ALA202 | XAA015
ALA202 | 0 | 0 | LK | 8 CHANNEL SENSAPHONE MONITOR | SYSTEM |  |  | PHON FGD-0800 | ALARM | P | 907.46 | 1088.95 | 907.46 | 816.71 | 1012.49 | 993.74 | EA | ALA202 | XAL202
ALA202 | 0 | 0 | LK | 8 CHANNEL SENSAPHONE MONITOR | SYSTEM |  |  | PHON FGD-0800 | ALARM | P | 907.46 | 1088.95 | 907.46 | 816.71 | 1012.49 | 993.74 | EA | ALA202 | XSP070
BOX114 | 1.2698 | 5.328 | LK | 4" ROUND WEATHERPROOF BOX | 75D STONCO |  |  | STN 75D 1/2 | BOXES | P | 24.06 | 28.87 | 20.92 | 18.83 | 20.34 | 24.06 | EA | BOX114 | OAH0041
BOX114 | 1.2698 | 5.328 | LK | 4" ROUND WEATHERPROOF BOX | 75D STONCO |  |  | STN 75D 1/2 | BOXES | P | 24.06 | 28.87 | 20.92 | 18.83 | 20.34 | 24.06 | EA | BOX114 | XAB207
BOX114 | 1.2698 | 5.328 | LK | 4" ROUND WEATHERPROOF BOX | 75D STONCO |  |  | STN 75D 1/2 | BOXES | P | 24.06 | 28.87 | 20.92 | 18.83 | 20.34 | 24.06 | EA | BOX114 | XLK215
MOTA603 | 0 | 0 | LK | TATUNG 10 HP 1120 RPM NEMA D | 256T FRAME, D.P. OIL WELL | PUMPING MOTOR |  |  |  | P | 1228.76 | 1474.51 | 1117.05 | 1061.2 | 0 | 1302.49 | EA | MOTA603 | M0603
MOTA605 | 0 | 0 | LK | TATUNG 20 HP 1105 RPM NEMA D | 286T FRAME, D.P. OIL WELL | PUMPING MOTOR |  |  |  | P | 2288.93 | 2746.72 | 2080.84 | 1976.8 | 0 | 2426.27 | EA | MOTA605 | M0605
MOTA607 | 0 | 0 | LK | TATUNG 30 HP 1140 RPM NEMA D | 326T FRAME, D.P. OIL WELL | PUMPING MOTOR |  |  |  | P | 2710.4 | 3252.48 | 2464 | 2340.8 | 0 | 2873.02 | EA | MOTA607 | M0607
MOTA609 | 0 | 0 | LK | TATUNG 50 HP 1135 RPM NEMA D | 365T FRAME, D.P. OIL WELL | PUMPING MOTOR |  |  |  | P | 3934.29 | 4721.15 | 3576.63 | 3397.8 | 0 | 4170.35 | EA | MOTA609 | M0609
MO611 | 0 | 0 | LK | TATUNG 75 HP 1140 RPM NEMA D | 405T FRAME, D.P. OIL WELL | PUMPING MOTOR |  |  |  | P | 5965.47 | 7158.56 | 5423.16 | 5152 | 0 | 6323.4 | EA | ? | ?
MOTE701 | 0 | 0 | LK | TECO 5HP NEMA D 1200 | RPM 215T FRAME DP |  |  |  | TECO NEMA D MOTORS | P | 761.89 | 914.27 | 692.63 | 658 | 0 | 807.6 | EA | MOTE701 | MO701
MOTE703 | 0 | 0 | LK | TECO 10HP NEMA D 1200 | RPM 256T FRAME DP |  |  |  | TECO NEMA D MOTORS | P | 1184.99 | 1421.99 | 1077.26 | 1023.4 | 0 | 1256.09 | EA | MOTE703 | MO703
MOTE709 | 0 | 0 | LK | TECO 50HP NEMA D 1200 | RPM 404T FRAME DP |  |  |  | TECO NEMA D MOTORS | P | 4475.73 | 5370.88 | 4068.84 | 3865.4 | 0 | 4744.27 | EA | MOTE709 | MO709
MOTE705 | 0 | 0 | LK | TECO 20HP NEMA D 1200 | RPM 286T FRAME DP |  |  |  | TECO NEMA D MOTORS | P | 2092.78 | 2511.34 | 1902.53 | 1807.4 | 0 | 2218.35 | EA | MOTE705 | MO705
MOTE707 | 0 | 0 | LK | TECO 30HP NEMA D 1200 | RPM 326T FRAME DP |  |  |  | TECO NEMA D MOTORS | P | 2618 | 3141.6 | 2380 | 2261 | 0 | 2775.08 | EA | MOTE707 | MO707
MOTE711 | 0 | 0 | LK | TECO 75HP NEMA D 1200 | RPM 405T FRAME DP |  |  |  | TECO NEMA D MOTORS | P | 5860.11 | 7032.13 | 5327.37 | 5061 | 0 | 18515 | EA | MOTE711 | MO711
LIG420 | 0 | 0 | LK | E-HU2M10DZ 100W FLOOD FIXTURE | UPRB 1/2 ADJ 100PSMH DL BZ |  |  |  | LIGHT FIXTURES | P | 0 | 0 | 0 | 0 | 0 | 0 | EA | ? | ?
XAB208 | 69.95 | 69.95 | LK | 12v 35AMP BATTERY | [5 empty] | P | 84.308 | 84.308 | 84.308 | 0 | 126 | 0 | EA | ? | ?
TAH400 | 0 | 0 | LK | JBM-100-A POWER JUNCTION | DOUBLE BOX |  |  |  | SELF-LIMITING HEAT TAPE | P | 295.7 | 354.83 | 295.7 | 295.7 | 319.36 | 319.36 | EA | TAH400 | CAIN PLTBCPCTJ3
TAH400 | 0 | 0 | LK | JBM-100-A POWER JUNCTION | DOUBLE BOX |  |  |  | SELF-LIMITING HEAT TAPE | P | 295.7 | 354.83 | 295.7 | 295.7 | 319.36 | 319.36 | EA | TAH400 | XHB060
CRSL216 | 0 | 62.8 | LK | 1 1/2" LBY55 ELBOW |  |  |  | CRH LBY55 (1/box) | LBY ELBOWS | P | 94.69 | 113.63 | 82.34 | 74.93 | 80.92 | 100.37 | EA | CRSL216 | XSE045
CRSL216 | 0 | 62.8 | LK | 1 1/2" LBY55 ELBOW |  |  |  | CRH LBY55 (1/box) | LBY ELBOWS | P | 94.69 | 113.63 | 82.34 | 74.93 | 80.92 | 100.37 | EA | CRSL216 | ZWF259
LAM216 | 0 | 0 | LK | 1000 WATT MH MOGUL BASE | LAMP #MH1000/U |  |  |  | LAMPS | P | 249.91 | 299.89 | 227.19 | 170.39 | 54 | 264.9 | EA | LAM216 | LA523
CAB106 | 0 | 0 | LK | HALL EFFECTS KIT |  |  |  |  | LOAD CELL CABLES | P | 610.01 | 732.01 | 530.44 | 477.4 | 515.59 | 610.01 | EA | CAB106 | XAH032
ROK102 | 0 | 0 | LK | PILOT TEETH | (ROCK DIGGING MATERI |  |  |  | ROCK DIGGING MATERIALS | P | 33 | 33 | 33 | 33 | 0 | 34.98 | EA | ROK102 | RO102
ROK104 | 0 | 0 | LK | AUGER BLADES | (ROCK DIGGING MATERI |  |  |  | ROCK DIGGING MATERIALS | P | 37 | 37 | 37 | 37 | 0 | 44.49 | EA | ROK104 | RO104
MOT340 | 0 | 0 | LK | 75 H.P., 1200 RPM, TEFC | MOTOR 405T FRAME NEMA B |  |  |  | NEMA B MOTORS, 1200 RPM | P | 4921.5 | 5905.8 | 4921.5 | 4429.35 | 4921.5 | 5216.79 | EA | MOT340 | MO340
MOT340 | 0 | 0 | LK | 75 H.P., 1200 RPM, TEFC | MOTOR 405T FRAME NEMA B |  |  |  | NEMA B MOTORS, 1200 RPM | P | 4921.5 | 5905.8 | 4921.5 | 4429.35 | 4921.5 | 5216.79 | EA | MOT340 | XEM075
YJL160 | 25.97 | 25.97 | LK | W0204ML1060 - 60A 1-3WRT LDCNT | [5 empty] | P | 89 | 106.8 | 89 | 89 | 89 | 0 | EA | ? | ?
YJP006 | 0 | 0 | LK | 1 G 302SS DPLX RECPT PLATE | SS8 |  |  |  |  | P | 254 | 305 | 254 | 254 | 0 | 0 | EA | ? | ?
XHR132 | 0.948 | 0.8589 | LK | 4SQ5/8D PLASTER RING 2-GANG | HS 5/8 DEEP 2-G MUD RING | AND 1-1/4 DEEP 160520 160643 |  |  |  | P | 0 | 0 | 0 | 0 | 1.73 | 0 | EA | ? | ?
YJB008 | 48.91 | 30.36 | LK | 2 LIGHT F45T5 277V HO BALLAST | ICN2S5490C35M |  |  |  |  | P | 166.54 | 199.85 | 166.54 | 166.54 | 79.38 | 0 | EA | ? | ?
MUR668 | 0 | 178.0333 | LK | OPLHC-S- 20 LIQUID LEVEL | SWITCH 20-FT |  |  | MURPHY | LEVEL SWITCHES | P | 578.74 | 694.49 | 503.25 | 257 | 578.74 | 578.74 | EA | MUR668 | MU668
MUR668 | 0 | 178.0333 | LK | OPLHC-S- 20 LIQUID LEVEL | SWITCH 20-FT |  |  | MURPHY | LEVEL SWITCHES | P | 578.74 | 694.49 | 503.25 | 257 | 578.74 | 578.74 | EA | MUR668 | XAS205
MUR668 | 0 | 178.0333 | LK | OPLHC-S- 20 LIQUID LEVEL | SWITCH 20-FT |  |  | MURPHY | LEVEL SWITCHES | P | 578.74 | 694.49 | 503.25 | 257 | 578.74 | 578.74 | EA | MUR668 | XLK322
YCO100 | 11.8082 | 11.8082 | LK | 2 1/2" EMT COMPRESSION CONNECT | [5 empty] | P | 3732.7 | 4479.24 | 3732.7 | 3732.7 | 17.35 | 0 | EA | ? | ?
COE854 | 0 | 0 | LK | 4" EMT COMPRESSION COUPLING |  |  |  |  | COUPLINGS, EMT COMPR | P | 0 | 0 | 0 | 0 | 0 | 0 | EA | ? | ?
COE398 | 0 | 0 | LK | 4" EMT CONDUIT |  |  |  |  | EMT CONDUIT | P | 0 | 0 | 0 | 0 | 0 | 0 | EA | ? | ?
BRKG100 | 0 | 0 | LK | THQ1115 15A SP BRKR GE |  |  |  |  | BREAKER, GEN ELECTRIC - SP | P | 19.34 | 23.21 | 19.34 | 8.7 | 0 | 20.5 | EA | BRKG100 | BR250
WIS502 | 0 | 386.4 | LK | #16/3 SHIELDED COPPER CABLE |  |  |  |  | SHIELDED CABLE (GRAY) | P | 1059.59 | 1271.51 | 750.42 | 640 | 0 | 1072 | MFT | WIS502 | ADC 11603RSD
WIS502 | 0 | 386.4 | LK | #16/3 SHIELDED COPPER CABLE |  |  |  |  | SHIELDED CABLE (GRAY) | P | 1059.59 | 1271.51 | 750.42 | 640 | 0 | 1072 | MFT | WIS502 | WI525
BLA110 | 0 | 2.85 | LK | RECIPROCATING SAW BLADE |  |  |  |  | BLADE, SAW | P | 5.12 | 6.14 | 4.45 | 4.01 | 6.23 | 6.23 | EA | BLA110 | BL110
LOK346 | 0 | 0 | LK | 4" CONDUIT SEALING LOCKNUTS |  |  |  |  | MF LOCKNUTS | P | 60.96 | 73.15 | 50.8 | 45.72 | 0 | 64.62 | EA | LOK346 | APPLETON BLSG-400
LOK346 | 0 | 0 | LK | 4" CONDUIT SEALING LOCKNUTS |  |  |  |  | MF LOCKNUTS | P | 60.96 | 73.15 | 50.8 | 45.72 | 0 | 64.62 | EA | LOK346 | ARLINGTON SL400
LOK346 | 0 | 0 | LK | 4" CONDUIT SEALING LOCKNUTS |  |  |  |  | MF LOCKNUTS | P | 60.96 | 73.15 | 50.8 | 45.72 | 0 | 64.62 | EA | LOK346 | BRIDGEPORT 150
LOK346 | 0 | 0 | LK | 4" CONDUIT SEALING LOCKNUTS |  |  |  |  | MF LOCKNUTS | P | 60.96 | 73.15 | 50.8 | 45.72 | 0 | 64.62 | EA | LOK346 | CCHC SL10
LOK346 | 0 | 0 | LK | 4" CONDUIT SEALING LOCKNUTS |  |  |  |  | MF LOCKNUTS | P | 60.96 | 73.15 | 50.8 | 45.72 | 0 | 64.62 | EA | LOK346 | DOTTIE LNS400
LOK346 | 0 | 0 | LK | 4" CONDUIT SEALING LOCKNUTS |  |  |  |  | MF LOCKNUTS | P | 60.96 | 73.15 | 50.8 | 45.72 | 0 | 64.62 | EA | LOK346 | OZ GEDNEY SLG-400S
LOK346 | 0 | 0 | LK | 4" CONDUIT SEALING LOCKNUTS |  |  |  |  | MF LOCKNUTS | P | 60.96 | 73.15 | 50.8 | 45.72 | 0 | 64.62 | EA | LOK346 | RACO 1211
LOK346 | 0 | 0 | LK | 4" CONDUIT SEALING LOCKNUTS |  |  |  |  | MF LOCKNUTS | P | 60.96 | 73.15 | 50.8 | 45.72 | 0 | 64.62 | EA | LOK346 | STEEL CITY LS110
LOK346 | 0 | 0 | LK | 4" CONDUIT SEALING LOCKNUTS |  |  |  |  | MF LOCKNUTS | P | 60.96 | 73.15 | 50.8 | 45.72 | 0 | 64.62 | EA | LOK346 | XHL040
NIP356 | 0 | 0 | LK | 1" X 7" NIPPLE | GALV CONDUIT |  |  |  | GALV CONDUIT NIPPLES | P | 6.06 | 7.27 | 5.27 | 5.27 | 5.69 | 6.42 | EA | NIP356 | XHN048
ELE376 | 0 | 4.27 | LK | 1 1/4" 90 DEGREE EMT ELL | HS 109457 |  |  | 98-0020-02024 | EMT 90 DEGREE ELLS | P | 0 | 0 | 0 | 0 | 8.34 | 19.55 | EA | ELE376 | XHE006
ELE376 | 0 | 4.27 | LK | 1 1/4" 90 DEGREE EMT ELL | HS 109457 |  |  | 98-0020-02024 | EMT 90 DEGREE ELLS | P | 0 | 0 | 0 | 0 | 8.34 | 19.55 | EA | ELE376 | XLK732
ELE376 | 0 | 4.27 | LK | 1 1/4" 90 DEGREE EMT ELL | HS 109457 |  |  | 98-0020-02024 | EMT 90 DEGREE ELLS | P | 0 | 0 | 0 | 0 | 8.34 | 19.55 | EA | ELE376 | ZE005
SWT520 | 54.5664 | 54.5669 | LK | 30A 3PH 3P 600V MANUAL MOTOR | SWITCH TOGGLE-OPERATED |  |  | P AND S 7803/LEV MS303DS |  | P | 98.22 | 117.86 | 98.22 | 0 | 106.08 | 106.08 | EA | SWT520 | COOPER AH7810UD
SWT520 | 54.5664 | 54.5669 | LK | 30A 3PH 3P 600V MANUAL MOTOR | SWITCH TOGGLE-OPERATED |  |  | P AND S 7803/LEV MS303DS |  | P | 98.22 | 117.86 | 98.22 | 0 | 106.08 | 106.08 | EA | SWT520 | LEVITON MS303DS
SWT520 | 54.5664 | 54.5669 | LK | 30A 3PH 3P 600V MANUAL MOTOR | SWITCH TOGGLE-OPERATED |  |  | P AND S 7803/LEV MS303DS |  | P | 98.22 | 117.86 | 98.22 | 0 | 106.08 | 106.08 | EA | SWT520 | P&S 7803
SWT520 | 54.5664 | 54.5669 | LK | 30A 3PH 3P 600V MANUAL MOTOR | SWITCH TOGGLE-OPERATED |  |  | P AND S 7803/LEV MS303DS |  | P | 98.22 | 117.86 | 98.22 | 0 | 106.08 | 106.08 | EA | SWT520 | SQUARE D 2510K02
SWT520 | 54.5664 | 54.5669 | LK | 30A 3PH 3P 600V MANUAL MOTOR | SWITCH TOGGLE-OPERATED |  |  | P AND S 7803/LEV MS303DS |  | P | 98.22 | 117.86 | 98.22 | 0 | 106.08 | 106.08 | EA | SWT520 | XHS075
GRO716 | 0 | 6.67 | LK | 2 HOLE GROUNDING BRAID BD12 | GRD-IBTB TERMINATTION |  |  |  |  | P | 0 | 0 | 0 | 0 | 12.96 | 0 | EA | GRO716 | XHG030
BRKQ408 | 0 | 23.21 | LK | SQ D QO112L125LGRB LD-CNTR BOX |  |  |  |  | SQUARE D LOADCTRS | P | 285 | 342 | 285 | 228 | 246.24 | 285 | EA | BRKQ408 | EL190
BRKQ408 | 0 | 23.21 | LK | SQ D QO112L125LGRB LD-CNTR BOX |  |  |  |  | SQUARE D LOADCTRS | P | 285 | 342 | 285 | 228 | 246.24 | 285 | EA | BRKQ408 | XAB210
LIG260 | 0 | 0 | LK | 1000W METAL HALIDE FIXTURE | WITH LAMP |  |  |  | LIGHT FIXTURES | P | 613 | 735.6 | 533 | 533 | 0 | 649.78 | EA | LIG260 | LI469
ELP318 | 21.705 | 310.95 | LK | 6" PVC PLASTIC 90 DEG ELL | SCH 80 |  |  |  |  | P | 0 | 0 | 0 | 0 | 58.75 | 58.75 | EA | ELP318 | CO311
ROD650 | 0 | 0 | LK | 3/4" X 8' ANCHOR ROD |  |  |  | CHN 5358 | ANCHOR RODS | P | 39.48 | 47.38 | 39.48 | 39.48 | 42.64 | 42.64 | EA | ROD650 | RAB0180
ROD650 | 0 | 0 | LK | 3/4" X 8' ANCHOR ROD |  |  |  | CHN 5358 | ANCHOR RODS | P | 39.48 | 47.38 | 39.48 | 39.48 | 42.64 | 42.64 | EA | ROD650 | XSA004
NIP268 | 0 | 0 | LK | 3/4" X 7" NIPPLE | GALV CONDUIT |  |  |  | GALV CONDUIT NIPPLES | P | 4.7 | 5.64 | 4.09 | 4.09 | 4.41 | 4.98 | EA | NIP268 | XHN043
XAW034 | 0 | 0 | LK | WIRE 6-7 CU USE-2 RHW -2 | [5 empty] | P | 1 | 1 | 1 | 0 | 0 | 1.06 | EA | ? | ?
TAH376 | 0 | 0 | LK | BSX3-120 3 WATT PER | FOOT SELF LIMITING HEAT TAPE |  |  |  | SELF-LIMITING HEAT TAPE | P | 6.8 | 8.15 | 6.8 | 6.8 | 7.34 | 7.34 | EA | TAH376 | TA376
TAH376 | 0 | 0 | LK | BSX3-120 3 WATT PER | FOOT SELF LIMITING HEAT TAPE |  |  |  | SELF-LIMITING HEAT TAPE | P | 6.8 | 8.15 | 6.8 | 6.8 | 7.34 | 7.34 | EA | TAH376 | XAT210
SWM510 | 0 | 0 | LK | MAJOR SCREW |  |  |  | MAJOR 001542-P | ""MAJOR"" HEADSWITCH PARTS | P | 2.34 | 2.81 | 2.34 | 2.34 | 2.53 | 2.53 | EA | SWM510 | MAJOR 001542P
SWM510 | 0 | 0 | LK | MAJOR SCREW |  |  |  | MAJOR 001542-P | ""MAJOR"" HEADSWITCH PARTS | P | 2.34 | 2.81 | 2.34 | 2.34 | 2.53 | 2.53 | EA | SWM510 | XAS208
SWM510 | 0 | 0 | LK | MAJOR SCREW |  |  |  | MAJOR 001542-P | ""MAJOR"" HEADSWITCH PARTS | P | 2.34 | 2.81 | 2.34 | 2.34 | 2.53 | 2.53 | EA | SWM510 | XHS053
SWM510 | 0 | 0 | LK | MAJOR SCREW |  |  |  | MAJOR 001542-P | ""MAJOR"" HEADSWITCH PARTS | P | 2.34 | 2.81 | 2.34 | 2.34 | 2.53 | 2.53 | EA | SWM510 | ZS025
XST009 | 132.13 | 132.13 | LK | 1 FT BY 12" CABLE TRAY | [5 empty] | L | 0 | 0 | 0 | 0 | 0 | 0 | EA | ? | ?
DEC212 | 0 | 0 | LK | "WARNING ARC FLASH AND | SHOCK HAZARD"" DECAL 5 X 3 |  |  |  | DECALS | P | 4.11 | 4.93 | 4.11 | 3.7 | 0 | 4.36 | EA | DEC212 | DE212
XHR014 | 4.69 | 4.69 | LK | PAS-3894 POWER OUTLET NEMA14- | 50R |  |  |  |  | L | 0 | 0 | 0 | 0 | 0 | 0 | EA | ? | ?
PER618 | 0 | 0 | LK | ELECTRICAL MOBILE HOME | SERVICE PERMIT, NEW MEXICO |  |  |  | PERMITS, NEW MEXICO | P | 27 | 32.4 | 27 | 27 | 0 | 45.09 | EA | PER618 | PE618
COR633 | 3.1136 | 3.3311 | LK | 1 1/4" ROMEX CONNECTOR | 674DC2 |  |  | THM 3305 / ARLI 844 | ROMEX CONNECTORS (TWO SCREW) | P | 8.78 | 10.54 | 7.64 | 6.11 | 6.6 | 9.31 | EA | COR633 | BAT0400
COR633 | 3.1136 | 3.3311 | LK | 1 1/4" ROMEX CONNECTOR | 674DC2 |  |  | THM 3305 / ARLI 844 | ROMEX CONNECTORS (TWO SCREW) | P | 8.78 | 10.54 | 7.64 | 6.11 | 6.6 | 9.31 | EA | COR633 | XAC212
COR633 | 3.1136 | 3.3311 | LK | 1 1/4" ROMEX CONNECTOR | 674DC2 |  |  | THM 3305 / ARLI 844 | ROMEX CONNECTORS (TWO SCREW) | P | 8.78 | 10.54 | 7.64 | 6.11 | 6.6 | 9.31 | EA | COR633 | XLK927
PVC308 | 2.1075 | 2.14 | LK | 3" PVC PLUG | [5 empty] | P | 2.31 | 2.77 | 2.1 | 1.89 | 4.16 | 4.16 | EA | PVC308 | ANGELO PLUMBING PVD3 PLG
CAB100 | 0 | 0 | LK | LOAD CELL CABLE 100' |  |  |  |  | LOAD CELL CABLES | P | 329.28 | 395.14 | 286.33 | 257.7 | 278.32 | 329.28 | EA | CAB100 | XAC213
XHG031 | 0.3531 | 0.3531 | LK | GP650 1/2IN GROUNDING PIGTAIL | HS 1-BOX | 1074709 HS B1040 |  |  |  | L | 0 | 0 | 0 | 0 | 0 | 0 | EA | ? | ?
CRO248 | 0 | 0 | LK | 8 FT FIBERGLASS TANGENT | CROSSARM |  |  |  | CROSSARMS (TREATED) | P | 120 | 144 | 104 | 104 | 0 | 127.2 | EA | CRO248 | XAB216
CRO248 | 0 | 0 | LK | 8 FT FIBERGLASS TANGENT | CROSSARM |  |  |  | CROSSARMS (TREATED) | P | 120 | 144 | 104 | 104 | 0 | 127.2 | EA | CRO248 | ZWF004
NIP172 | 0 | 0 | LK | 1/2" X 7" NIPPLE | GALV CONDUIT |  |  |  | GALV CONDUIT NIPPLES | P | 5.38 | 6.38 | 4.68 | 4.68 | 3.96 | 4.47 | EA | NIP172 | XHN039
XHS090 | 0 | 0.036 | LK | 1-BOX WAFER SCREW #8 X 1/2 | HS 113197 PAN HEAD | B1040 |  |  |  | L | 0 | 0 | 0 | 0 | 0 | 0 | EA | ? | ?
NIP188 | 0 | 0 | LK | 1/2" X 10" NIPPLE | GALV CONDUIT |  |  |  | GALV CONDUIT NIPPLES | P | 6.072 | 7.2864 | 5.28 | 5.28 | 5.7 | 6.44 | EA | NIP188 | XHN041
NIP396 | 0 | 212.3077 | LK | 1 1/4" X 3" NIPPLE | GALV CONDUIT |  |  |  | GALV CONDUIT NIPPLES | P | 447 | 536 | 389 | 389 | 415.8 | 518.34 | C | NIP396 | BAK0403
NIP396 | 0 | 212.3077 | LK | 1 1/4" X 3" NIPPLE | GALV CONDUIT |  |  |  | GALV CONDUIT NIPPLES | P | 447 | 536 | 389 | 389 | 415.8 | 518.34 | C | NIP396 | NI470
NIP396 | 0 | 212.3077 | LK | 1 1/4" X 3" NIPPLE | GALV CONDUIT |  |  |  | GALV CONDUIT NIPPLES | P | 447 | 536 | 389 | 389 | 415.8 | 518.34 | C | NIP396 | NIP192
NIP372 | 0 | 0 | LK | 1" X 10" NIPPLE | GALV CONDUIT |  |  |  | GALV CONDUIT NIPPLES | P | 0 | 0 | 0 | 0 | 0 | 0 | EA | NIP372 | XHN050
NIP380 | 0 | 0 | LK | 1" X 12" NIPPLE | GALV CONDUIT |  |  |  | GALV CONDUIT NIPPLES | P | 10.89 | 13.07 | 9.47 | 0 | 0 | 11.54 | EA | NIP380 | XHN051
WAF904 | 0 | 0.0487 | LK | 3/8" ZINC FENDER WASHER |  |  |  |  | FENDER WASHERS | P | 0.25 | 0.3 | 0.25 | 0.23 | 0.25 | 0.28 | EA | WAF904 | XHW069
WAF904 | 0 | 0.0487 | LK | 3/8" ZINC FENDER WASHER |  |  |  |  | FENDER WASHERS | P | 0.25 | 0.3 | 0.25 | 0.23 | 0.25 | 0.28 | EA | WAF904 | XLK250
XSC039 | 127.48 | 127.48 | LK | B LINE CABLE TRAY COVER | [5 empty] | L | 0 | 0 | 0 | 0 | 230 | 0 | EA | ? | ?
XHD012 | 0 | 5103.75 | LK | 40HP DRIVE SBP40B4-3DPW 40HP | 480V 3PH BEAM PUMP |  |  |  |  | P | 0 | 0 | 0 | 0 | 9921.96 | 0 | EA | ? | ?
XSP050 | 376.04 | 195.61 | LK | PEDASTAL | [5 empty] | P | 0 | 0 | 0 | 0 | 731.02 | 0 | EA | ? | ?
XSH003 | 176.15 | 147.22 | LK | 120 V HEATER | [5 empty] | P | 0 | 0 | 0 | 0 | 286.2 | 0 | EA | ? | ?
XHT095 | 45 | 67.5 | LK | H2S FITTING TEST | [5 empty] | P | 0 | 0 | 0 | 0 | 81 | 0 | EA | ? | ?
TAP228 | 0 | 0 | LK | 2"X4" VELCRO |  |  |  | MMMF 3M100-1/2 UC | TAPE | P | 7.85 | 9.41 | 7.85 | 7.85 | 8.48 | 8.32 | EA | TAP228 | FAH0011
TAP228 | 0 | 0 | LK | 2"X4" VELCRO |  |  |  | MMMF 3M100-1/2 UC | TAPE | P | 7.85 | 9.41 | 7.85 | 7.85 | 8.48 | 8.32 | EA | TAP228 | XAV010
ELE386 | 0 | 0 | LK | 4" 90 DEGREE EMT ELL |  |  |  |  | EMT 90 DEGREE ELLS | P | 71.75 | 86.1 | 71.75 | 71.75 | 77.49 | 77.49 | EA | ? | ?
XAB218 | 124.05 | 125 | LK | 200A 1PH MB LOADCENTER | [5 empty] | P | 356.93 | 428.32 | 324.38 | 324.38 | 243 | 356.93 | EA | ? | ?
COE606 | 0 | 0 | LK | 4" EMT COMPRESSION CONNECTOR |  |  |  |  | EMT COMPR CONNECTOR | P | 0 | 0 | 0 | 0 | 0 | 0 | EA | ? | ?
XSS004 | 0 | 58.51 | LK | SUNSAVER | 10 AMP 24VDC |  |  |  |  | P | 0 | 0 | 0 | 0 | 204.12 | 0 | EA | ? | ?
BRKC104 | 0 | 0 | LK | 25 AMP 120V SP CH BREAKER |  |  |  | WESCO CH125 | SP - 120 VOLT C-H | P | 23.98 | 28.77 | 20.85 | 15.64 | 16.89 | 23.98 | EA | BRKC104 | IAJ0125
BRKC104 | 0 | 0 | LK | 25 AMP 120V SP CH BREAKER |  |  |  | WESCO CH125 | SP - 120 VOLT C-H | P | 23.98 | 28.77 | 20.85 | 15.64 | 16.89 | 23.98 | EA | BRKC104 | xab220
CAP262 | 0 | 0 | LK | 100KVAR 7200V CAPACITOR | 2 BUSHING 95KVBIL 60HZ |  |  |  | 2-BUSHING CAPACITOR | P | 829.15 | 994.98 | 721 | 684.95 | 739.75 | 829.15 | EA | ? | ?
FUN646 | 0 | 0 | LK | 110 AMP FUSETRON, 250V |  |  |  |  | FUSETRON, 250 VOLT | P | 106.52 | 127.82 | 88.75 | 88.75 | 0 | 112.91 | EA | FUN646 | FU646
FUN647 | 0 | 0 | LK | 125 AMP FUSETRON, 250V |  |  |  |  | FUSETRON, 250 VOLT | P | 74.55 | 89.46 | 62.14 | 62.14 | 0 | 79.02 | EA | FUN647 | FU647
FUN648 | 7.42 | 7.42 | LK | 150 AMP FUSETRON, 250V |  |  |  |  | FUSETRON, 250 VOLT | P | 74.55 | 89.46 | 62.14 | 62.14 | 14.43 | 79.02 | EA | FUN648 | FU648
FUN649 | 0 | 0 | LK | 175 AMP FUSETRON, 250V |  |  |  |  | FUSETRON, 250 VOLT | P | 90.6 | 108.72 | 75.49 | 75.49 | 0 | 96.04 | EA | FUN649 | FU649
FUN650 | 25.16 | 37.2787 | LK | 200 AMP FUSETRON, 250V |  |  |  |  | FUSETRON, 250 VOLT | P | 74.55 | 89.46 | 62.14 | 62.14 | 48.91 | 79.02 | EA | FUN650 | FU650
FUN650 | 25.16 | 37.2787 | LK | 200 AMP FUSETRON, 250V |  |  |  |  | FUSETRON, 250 VOLT | P | 74.55 | 89.46 | 62.14 | 62.14 | 48.91 | 79.02 | EA | FUN650 | XSF009
FUN652 | 0 | 0 | LK | 250 AMP FUSETRON, 250V |  |  |  |  | FUSETRON, 250 VOLT | P | 163.46 | 196.15 | 136.22 | 136.22 | 0 | 173.27 | EA | FUN652 | FU652
FUN652 | 0 | 0 | LK | 250 AMP FUSETRON, 250V |  |  |  |  | FUSETRON, 250 VOLT | P | 163.46 | 196.15 | 136.22 | 136.22 | 0 | 173.27 | EA | FUN652 | XLK972
BRKS103 | 0 | 10.24 | LK | BRKR 20A 2-SP SLIMLINE | TANDEM BREAKER |  |  | ITE Q2020 (6/box) | SP - 120 VOLT SIEMENS BREAKER | P | 40.16 | 48.2 | 40.16 | 32.13 | 34.7 | 18.7 | EA | BRKS103 | IAD0124
BRKS103 | 0 | 10.24 | LK | BRKR 20A 2-SP SLIMLINE | TANDEM BREAKER |  |  | ITE Q2020 (6/box) | SP - 120 VOLT SIEMENS BREAKER | P | 40.16 | 48.2 | 40.16 | 32.13 | 34.7 | 18.7 | EA | BRKS103 | TWIN
BRKS103 | 0 | 10.24 | LK | BRKR 20A 2-SP SLIMLINE | TANDEM BREAKER |  |  | ITE Q2020 (6/box) | SP - 120 VOLT SIEMENS BREAKER | P | 40.16 | 48.2 | 40.16 | 32.13 | 34.7 | 18.7 | EA | BRKS103 | XLK219
PLCA160 | 0 | 0 | LK | ALBR1761 COMMUNICATION CABLE |  |  |  |  | ALLEN BRADLEY PROGRAMMABLE CONTROLS | P | 211.04 | 253.24 | 211.04 | 211.04 | 227.92 | 227.92 | EA | ? | ?
XAW035 | 2.3434 | 2.3434 | LK | 10/4 SEOOW 600V CABLE CORD | [5 empty] | P | 1.92 | 1.92 | 1.92 | 0 | 4.54 | 4.54 | EA | ? | ?
CAB102 | 0 | 0 | LK | LOAD CABLE 40' 510.5240 |  |  |  |  | LOAD CELL CABLES | P | 267.85 | 321.42 | 232.92 | 209.63 | 226.4 | 267.85 | EA | CAB102 | XAC216
CAB104 | 0 | 0 | LK | HALL EFFECTS CABLE 50' 510.405 |  |  |  |  | LOAD CELL CABLES | P | 143.75 | 172.5 | 125 | 112.5 | 121.5 | 143.75 | EA | CAB104 | XAC217
COM533 | 0 | 0 | LK | 4/0 H TAP |  |  |  | BUR YHN450 | COMPRESSION CONNECTORS | P | 3.488 | 4.18 | 3.488 | 3.48 | 0 | 7.03 | EA | COM533 | FAC0105
COM533 | 0 | 0 | LK | 4/0 H TAP |  |  |  | BUR YHN450 | COMPRESSION CONNECTORS | P | 3.488 | 4.18 | 3.488 | 3.48 | 0 | 7.03 | EA | COM533 | XAC218
XAH037 | 2.56 | 2.56 | LK | 2" UNIT HUB | [5 empty] | P | 9.488 | 9.488 | 9.488 | 0 | 0 | 6.21 | EA | ? | ?
XHP203 | 0 | 260.38 | LK | 480V 3-PH 125AMP PANELBOARD | WITH 4EA. EDB34030 CIR BRKS |  |  |  |  | L | 0 | 0 | 0 | 0 | 0 | 0 | EA | ? | ?
NIC108 | 0 | 2.77 | LK | 1 1/2" CHASE NIPPLE |  |  |  | THM HA405 | CHASE NIPPLES | P | 7.71 | 9.24 | 6.7 | 5.03 | 5.42 | 9.5 | EA | NIC108 | BAK0511
NIC108 | 0 | 2.77 | LK | 1 1/2" CHASE NIPPLE |  |  |  | THM HA405 | CHASE NIPPLES | P | 7.71 | 9.24 | 6.7 | 5.03 | 5.42 | 9.5 | EA | NIC108 | ZZ031
NIC110 | 0 | 0 | LK | 2" CHASE NIPPLE |  |  |  | THM HA406 | CHASE NIPPLES | P | 11.54 | 13.84 | 10.03 | 7.52 | 8.12 | 12.23 | EA | NIC110 | BAK0611
CRSS104 | 0 | 94.07 | LK | INTRAPAK SEALING COMPOUND | (POUCH) |  |  | CHICO-A19-PX | CHICO AND FIBER | P | 13.19 | 15.83 | 13.19 | 11.21 | 75.35 | 75.35 | EA | CRSS104 | BAR0002
CRSS104 | 0 | 94.07 | LK | INTRAPAK SEALING COMPOUND | (POUCH) |  |  | CHICO-A19-PX | CHICO AND FIBER | P | 13.19 | 15.83 | 13.19 | 11.21 | 75.35 | 75.35 | EA | CRSS104 | CHICOA19PX ( =5 pouches)
CRSS104 | 0 | 94.07 | LK | INTRAPAK SEALING COMPOUND | (POUCH) |  |  | CHICO-A19-PX | CHICO AND FIBER | P | 13.19 | 15.83 | 13.19 | 11.21 | 75.35 | 75.35 | EA | CRSS104 | XHC160
XAL209 | 0 | 126.37 | LK | BRZ MOTION FLOODLIGHT | [5 empty] | P | 35.184 | 35.184 | 35.184 | 0 | 0 | 0 | EA | ? | ?
XAL210 | 0 | 0 | LK | GE2PK 100W CLR STD BULBS | [5 empty] | P | 6.384 | 6.384 | 6.384 | 0 | 0 | 0 | EA | ? | ?
BOX168 | 6.9354 | 6.18 | LK | 2-3/4" DEEP PVC 1G BOX | [5 empty] | P | 2.064 | 2.064 | 2.064 | 0 | 17.82 | 18.95 | EA | ? | ?
TOU100 | 0 | 0 | LK | LCD LWM DISPLAY SCREEN |  |  |  |  | TOUCHSCREENS | P | 369.38 | 443.25 | 369.38 | 369.38 | 398.93 | 391.54 | EA | TOU100 | XAS212
REC106 | 0 | 20.0883 | LK | 30 AMP 120V ROUND RECEPTACLE |  |  |  |  | RECEPTACLES | P | 12.18 | 14.62 | 12.18 | 12.18 | 30.69 | 30.69 | EA | REC106 | XAR096
XSB271 | 96.63 | 96.63 | LK | BALLAST | [5 empty] | P | 0 | 0 | 0 | 0 | 187.84 | 0 | EA | ? | ?
XAL213 | 6.27 | 6.27 | LK | 4' 6LMP T5 HO LIGHT | [5 empty] | P | 313.824 | 313.824 | 313.825 | 0 | 0 | 11.32 | EA | ? | ?
CLC302 | 0 | 0.3909 | LK | 3/4" CONDUIT HANGER CLAMP | (MINERALLAC) |  |  | BLSF BL1410-ZN (100/box) | CONDUIT CLAMPS | P | 2.43 | 2.91 | 2.11 | 1.9 | 2.05 | 1.9 | EA | CLC302 | BAA0216
CLC302 | 0 | 0.3909 | LK | 3/4" CONDUIT HANGER CLAMP | (MINERALLAC) |  |  | BLSF BL1410-ZN (100/box) | CONDUIT CLAMPS | P | 2.43 | 2.91 | 2.11 | 1.9 | 2.05 | 1.9 | EA | CLC302 | XAH038
XAN106 | 1.04 | 1.04 | LK | 1/4 X 2" NIPPLE | [5 empty] | P | 1.2 | 1.2 | 1.2 | 0 | 2.21 | 2.25 | EA | ? | ?
STK291 | 13.1951 | 12.6003 | LK | #3/0 STAKON NON-INSULATED | BUTT SPLICE |  |  | BUR YSD27R27R | STAKONS BUTT SPLICES (NON-INSULATED) | P | 9.776 | 9.776 | 9.776 | 0 | 25.6 | 24.98 | EA | STK291 | FAC0306
STK291 | 13.1951 | 12.6003 | LK | #3/0 STAKON NON-INSULATED | BUTT SPLICE |  |  | BUR YSD27R27R | STAKONS BUTT SPLICES (NON-INSULATED) | P | 9.776 | 9.776 | 9.776 | 0 | 25.6 | 24.98 | EA | STK291 | ST291
STK291 | 13.1951 | 12.6003 | LK | #3/0 STAKON NON-INSULATED | BUTT SPLICE |  |  | BUR YSD27R27R | STAKONS BUTT SPLICES (NON-INSULATED) | P | 9.776 | 9.776 | 9.776 | 0 | 25.6 | 24.98 | EA | STK291 | XAC229
MOT462 | 0 | 1167.48 | LK | 15 H.P., 3600 RPM, TEFC | MOTOR 215T FRAME NEMA B |  |  |  | NEMA B MOTORS, 3600 RPM | P | 1284.25 | 1412.68 | 1167.5 | 1050.75 | 0 | 1650.23 | EA | MOT462 | MO462
MOT462 | 0 | 1167.48 | LK | 15 H.P., 3600 RPM, TEFC | MOTOR 215T FRAME NEMA B |  |  |  | NEMA B MOTORS, 3600 RPM | P | 1284.25 | 1412.68 | 1167.5 | 1050.75 | 0 | 1650.23 | EA | MOT462 | XSMR14
COF306 | 0.45 | 0.45 | LK | 1/2" NON-METALLIC FLEX CONDUIT |  |  | (200 foot/roll) | CAR 12005-200 | NON-METALLIC FLEX CONDUIT | P | 0.69 | 0.69 | 0.69 | 0.69 | 0.9 | 0.9 | EA | COF306 | BAO0100
COF306 | 0.45 | 0.45 | LK | 1/2" NON-METALLIC FLEX CONDUIT |  |  | (200 foot/roll) | CAR 12005-200 | NON-METALLIC FLEX CONDUIT | P | 0.69 | 0.69 | 0.69 | 0.69 | 0.9 | 0.9 | EA | COF306 | XLK281
XAL214 | 0 | 125.484 | LK | MOTION FLD LIGHT | [5 empty] | P | 35.184 | 35.184 | 35.184 | 0 | 0 | 0 | EA | ? | ?
XHZ004 | 525 | 525 | LK | 1/2 HP MOTOR 115V 3450RPM 1PH | 56J FRAM EXP-PROOF MODEL# | JL5003A SER#F1205213321 |  |  |  | P | 0 | 0 | 0 | 0 | 945 | 0 | EA | ? | ?
UNI678 | 0 | 0 | LK | PLTD BEAM CLAMP B44122ZN |  |  |  |  | UNISTRUT PRODUCTS | P | 18.63 | 22.36 | 18.63 | 10.25 | 11.07 | 19.75 | EA | ? | ?
UNI658 | 0 | 0 | LK | CONNECTOR DOUBLE CORNER ANGLE |  |  |  | BLS B120-ZN | UNISTRUT PRODUCTS | P | 39.83 | 47.79 | 39.83 | 29.87 | 32.26 | 42.22 | EA | UNI658 | BAP0013
UNI662 | 0 | 2.61 | LK | ANGLE ADJUSTABLE CORNER 2H |  |  |  | BLS B371-ZN | UNISTRUT PRODUCTS | P | 15.33 | 18.39 | 15.33 | 13.79 | 16.56 | 16.25 | EA | UNI662 | BAP0015
UNI662 | 0 | 2.61 | LK | ANGLE ADJUSTABLE CORNER 2H |  |  |  | BLS B371-ZN | UNISTRUT PRODUCTS | P | 15.33 | 18.39 | 15.33 | 13.79 | 16.56 | 16.25 | EA | UNI662 | XLK372
UNI670 | 0 | 0 | LK | NUT WASHER COMBO 3/8 |  |  |  | BLS NW528 ZN | UNISTRUT PRODUCTS | P | 4.67 | 5.61 | 4.67 | 3.97 | 4.29 | 4.95 | EA | UNI670 | BAP0051
CRSS120 | 0 | 0 | LK | CHICO SPEEDSEAL (2 OZ) |  |  |  | CRH CHICO-SS2 (2oz pkg) | CHICO AND FIBER | P | 70.25 | 84.3 | 70.25 | 70.25 | 75.87 | 75.87 | OZ | CRSS120 | BAR0005
DEC250 | 0 | 0 | LK | IMPEDANCE DECAL |  |  |  |  | DECALS | P | 5.07 | 6.08 | 5.07 | 4.56 | 0 | 5.37 | EA | DEC250 | DE250
XHY054 | 21.65 | 27.01 | LK | ASE12X12X4 NEMA1 SCREW COVER | ENCLOSURE 133479 HS B1040 |  |  |  |  | L | 0 | 0 | 0 | 0 | 0 | 0 | EA | ? | ?
OPEG452 | 0 | 0 | LK | G.E. 3-POSITION SELECTOR | SWITCH CR104PSG, OPERATOR |  |  |  | OPERATORS, GENERAL ELECTRIC | P | 52.38 | 62.86 | 40.29 | 40.29 | 0 | 55.52 | EA | OPEG452 | OP452
RELG363 | 0 | 0 | LK | GE RT1K 2.5 TO 4.1 AMP | O.L. RELAY |  |  |  | GENERAL ELECTRIC OVERLOAD RELAYS | P | 95.26 | 114.31 | 95.26 | 47.63 | 0 | 100.98 | EA | RELG363 | RE363
SWTG461 | 0 | 68.23 | LK | 30 AMP (GE) SAFETY SWITCH | RAINTITE |  |  |  | SAFETY SWITCHES GENERAL ELECTRIC | P | 511.84 | 614.21 | 511.84 | 409.47 | 0 | 542.55 | EA | SWTG461 | SW461
SWTG461 | 0 | 68.23 | LK | 30 AMP (GE) SAFETY SWITCH | RAINTITE |  |  |  | SAFETY SWITCHES GENERAL ELECTRIC | P | 511.84 | 614.21 | 511.84 | 409.47 | 0 | 542.55 | EA | SWTG461 | SWG461
SWTG462 | 0 | 0 | LK | 60 AMP (GE) SAFETY SWITCH | RAINTITE |  |  |  | SAFETY SWITCHES GENERAL ELECTRIC | P | 599.35 | 719.22 | 599.35 | 479.48 | 0 | 635.31 | EA | SWTG462 | SW462
SWTG462 | 0 | 0 | LK | 60 AMP (GE) SAFETY SWITCH | RAINTITE |  |  |  | SAFETY SWITCHES GENERAL ELECTRIC | P | 599.35 | 719.22 | 599.35 | 479.48 | 0 | 635.31 | EA | SWTG462 | SWG462
SWTG463 | 0 | 0 | LK | 100 AMP (GE) SAFETY SWITCH | RAINTITE |  |  |  | SAFETY SWITCHES GENERAL ELECTRIC | P | 876.82 | 1052.18 | 876.82 | 701.46 | 0 | 929.43 | EA | SWTG463 | SW463
SWTG463 | 0 | 0 | LK | 100 AMP (GE) SAFETY SWITCH | RAINTITE |  |  |  | SAFETY SWITCHES GENERAL ELECTRIC | P | 876.82 | 1052.18 | 876.82 | 701.46 | 0 | 929.43 | EA | SWTG463 | SWG463
SWTG464 | 0 | 0 | LK | 200 AMP (GE) SAFETY SWITCH | RAINTITE |  |  |  | SAFETY SWITCHES GENERAL ELECTRIC | P | 1210.81 | 1452.97 | 1210.81 | 968.65 | 0 | 1283.46 | EA | SWTG464 | SW464
SWTG464 | 0 | 0 | LK | 200 AMP (GE) SAFETY SWITCH | RAINTITE |  |  |  | SAFETY SWITCHES GENERAL ELECTRIC | P | 1210.81 | 1452.97 | 1210.81 | 968.65 | 0 | 1283.46 | EA | SWTG464 | SWG464
SWTG465 | 0 | 0 | LK | 400 AMP (GE) SAFETY SWITCH | RAINTITE |  |  |  | SAFETY SWITCHES GENERAL ELECTRIC | P | 2829.35 | 3395.22 | 2829.35 | 2263.48 | 0 | 2999.11 | EA | SWTG465 | SW465
SWTG465 | 0 | 0 | LK | 400 AMP (GE) SAFETY SWITCH | RAINTITE |  |  |  | SAFETY SWITCHES GENERAL ELECTRIC | P | 2829.35 | 3395.22 | 2829.35 | 2263.48 | 0 | 2999.11 | EA | SWTG465 | SWG465
SWTG466 | 0 | 0 | LK | 600 AMP (GE) SAFETY SWITCH | RAINTITE |  |  |  | SAFETY SWITCHES GENERAL ELECTRIC | P | 5584.12 | 6700.94 | 5584.12 | 4467.3 | 0 | 5919.17 | EA | SWTG466 | SW466
SWTG466 | 0 | 0 | LK | 600 AMP (GE) SAFETY SWITCH | RAINTITE |  |  |  | SAFETY SWITCHES GENERAL ELECTRIC | P | 5584.12 | 6700.94 | 5584.12 | 4467.3 | 0 | 5919.17 | EA | SWTG466 | SWG466
BLO235 | 0 | 0 | LK | (1) PRI 4-500 (2) SEC 14-2/0 | ALCU MODULAR POWER DISTR BLOCK |  |  | NSI AL-R1-K6 | DISTRIBUTION BLOCKS | P | 0 | 0 | 0 | 0 | 0 | 0 | EA | ? | ?
HUG242 | 10.65 | 8.6785 | LK | 3/4" GE SAFETY SWITCH HUB |  |  |  |  | HUBS, SAFETY SWITCH GENERAL ELECTRIC | P | 26.69 | 32.03 | 26.69 | 18.68 | 20.7 | 28.29 | EA | HUG242 | HU242
HUG243 | 10.65 | 9.408 | LK | 1" GE SAFETY SWITCH HUB |  |  |  |  | HUBS, SAFETY SWITCH GENERAL ELECTRIC | P | 26.69 | 32.03 | 26.69 | 18.68 | 20.7 | 28.29 | EA | HUG243 | HU243
HUG244 | 10.65 | 17.4533 | LK | 1 1/4" GE SAFETY SWITCH HUB |  |  |  |  | HUBS, SAFETY SWITCH GENERAL ELECTRIC | P | 26.69 | 32.03 | 26.69 | 18.68 | 20.7 | 28.29 | EA | HUG244 | HU244
HUG245 | 10.65 | 10.65 | LK | 1 1/2" GE SAFETY SWITCH HUB |  |  |  |  | HUBS, SAFETY SWITCH GENERAL ELECTRIC | P | 26.69 | 32.03 | 26.69 | 18.68 | 20.7 | 28.29 | EA | HUG245 | HU245
HUG246 | 10.65 | 9.96 | LK | 2" GE SAFTY SWITCH HUB |  |  |  |  | HUBS, SAFETY SWITCH GENERAL ELECTRIC | P | 44.76 | 53.71 | 44.76 | 31.33 | 20.7 | 47.45 | EA | HUG246 | HU246
HUG247 | 0 | 0 | LK | 2 1/2" GE SAFETY SWITCH HUB |  |  |  |  | HUBS, SAFETY SWITCH GENERAL ELECTRIC | P | 75.34 | 90.41 | 75.34 | 52.74 | 0 | 79.86 | EA | HUG247 | HU247
HUG248 | 0 | 0 | LK | 3" GE SAFETY SWITCH HUB |  |  |  |  | HUBS, SAFETY SWITCH GENERAL ELECTRIC | P | 111.2 | 133.44 | 111.2 | 77.84 | 0 | 117.87 | EA | HUG248 | HU248
XHY018 | 0 | 3.6833 | LK | HS 1" D/C SQZ FLEX CONN | 162874 |  |  |  |  | L | 0 | 0 | 0 | 0 | 0 | 0 | EA | ? | ?
COF308 | 0 | 0 | LK | 3/4" NON-METALLIC FLEX CONDUIT |  |  | (100 foot/roll) | CAR 12007-100 | NON-METALLIC FLEX CONDUIT | P | 0 | 0 | 0 | 0 | 0 | 0 | EA | COF308 | BAO0200
COF308 | 0 | 0 | LK | 3/4" NON-METALLIC FLEX CONDUIT |  |  | (100 foot/roll) | CAR 12007-100 | NON-METALLIC FLEX CONDUIT | P | 0 | 0 | 0 | 0 | 0 | 0 | EA | COF308 | XLK1000
XAB239 | 0 | 47.2 | LK | 30A 2P BAB2030 CHDIS BREAKER | [5 empty] | P | 63 | 63 | 63 | 0 | 0 | 0 | EA | ? | ?
BOL134 | 0 | 0.47 | LK | 3/8" X 2" COURSE THREAD | HEX-HEAD BOLT |  | FAST 110120348 | BM (14/LB) | COURSE THREAD BOLTS | P | 0.69 | 0.82 | 0.69 | 0.69 | 0.92 | 0.94 | EA | BOL134 | QAC0406
BOL134 | 0 | 0.47 | LK | 3/8" X 2" COURSE THREAD | HEX-HEAD BOLT |  | FAST 110120348 | BM (14/LB) | COURSE THREAD BOLTS | P | 0.69 | 0.82 | 0.69 | 0.69 | 0.92 | 0.94 | EA | BOL134 | XAB244
GRO710 | 0 | 20.55 | LK | GROUNDING BAR |  |  |  | SIEMANS EGK | GROUNDING ACCESSORIES | P | 15.24 | 18.29 | 15.24 | 15.24 | 37 | 16.15 | EA | GRO710 | ALUM GRND ASSY 44 CONN
GRO710 | 0 | 20.55 | LK | GROUNDING BAR |  |  |  | SIEMANS EGK | GROUNDING ACCESSORIES | P | 15.24 | 18.29 | 15.24 | 15.24 | 37 | 16.15 | EA | GRO710 | XM007
MUR702 | 0 | 0 | LK | 12T 0-12 HOUR SPRING WOUND | TIMER IN WP ENCLOSURE MURPHY |  |  |  | MURPHY MISCELLANEOUS | P | 567.35 | 680.82 | 493.35 | 378.3 | 567.35 | 567.35 | EA | MUR702 | 20700031
MUR702 | 0 | 0 | LK | 12T 0-12 HOUR SPRING WOUND | TIMER IN WP ENCLOSURE MURPHY |  |  |  | MURPHY MISCELLANEOUS | P | 567.35 | 680.82 | 493.35 | 378.3 | 567.35 | 567.35 | EA | MUR702 | MU702
MUR702 | 0 | 0 | LK | 12T 0-12 HOUR SPRING WOUND | TIMER IN WP ENCLOSURE MURPHY |  |  |  | MURPHY MISCELLANEOUS | P | 567.35 | 680.82 | 493.35 | 378.3 | 567.35 | 567.35 | EA | MUR702 | XHT002
MUR702 | 0 | 0 | LK | 12T 0-12 HOUR SPRING WOUND | TIMER IN WP ENCLOSURE MURPHY |  |  |  | MURPHY MISCELLANEOUS | P | 567.35 | 680.82 | 493.35 | 378.3 | 567.35 | 567.35 | EA | MUR702 | XM009
XHY063 | 17.03 | 17.03 | LK | L530R 30AMP TWIST LOCK RECP. | 1596026 HS B1040 |  |  |  |  | P | 0 | 0 | 0 | 0 | 33.1 | 0 | EA | ? | ?
XHY061 | 0 | 0 | LK | 3-WAY SW | 1595900 HS B1040 | 122523 |  |  |  | L | 0 | 0 | 0 | 0 | 0 | 0 | EA | ? | ?
UNI656 | 2.6098 | 3.5479 | LK | BRACKET CORNER ANGLE 3H |  |  |  | BLS B232-ZN | UNISTRUT PRODUCTS | P | 10.74 | 12.89 | 10.74 | 8.05 | 7.4 | 11.38 | EA | UNI656 | BAP0012
UNI656 | 2.6098 | 3.5479 | LK | BRACKET CORNER ANGLE 3H |  |  |  | BLS B232-ZN | UNISTRUT PRODUCTS | P | 10.74 | 12.89 | 10.74 | 8.05 | 7.4 | 11.38 | EA | UNI656 | XHB007
UNI656 | 2.6098 | 3.5479 | LK | BRACKET CORNER ANGLE 3H |  |  |  | BLS B232-ZN | UNISTRUT PRODUCTS | P | 10.74 | 12.89 | 10.74 | 8.05 | 7.4 | 11.38 | EA | UNI656 | XLK971
LIG486 | 0 | 259.1914 | LK | SNELSON LIGHT FIXTURE | WITH BRACKETS |  |  |  | LIGHT FIXTURES | P | 412.4 | 494.88 | 412.4 | 412.4 | 476.28 | 476.28 | EA | LIG486 | XM018
BRKQ410 | 0 | 0 | LK | QO124L125GRB LD CENTER SD | CHMTR 7874A09G01 |  |  |  | SQUARE D LOADCTRS | P | 285 | 342 | 256.5 | 205.2 | 221.62 | 302.1 | EA | BRKQ410 | XAB246
ROK106 | 0 | 0 | LK | BULLET TEETH | (ROCK DIGGING MATERI |  |  |  | ROCK DIGGING MATERIALS | P | 8 | 9.6 | 8 | 8 | 0 | 13.36 | EA | ROK106 | RO106
ROK106 | 0 | 0 | LK | BULLET TEETH | (ROCK DIGGING MATERI |  |  |  | ROCK DIGGING MATERIALS | P | 8 | 9.6 | 8 | 8 | 0 | 13.36 | EA | ROK106 | XM072
POL462 | 0 | 0 | LK | 60' CLASS 2 POLE |  |  |  |  | POLES | P | 1865.07 | 2144.83 | 1695.52 | 1695.52 | 1648.05 | 1648.05 | EA | POL462 | XHP083
CLG346 | 0 | 0 | LK | 3/8" TUBE, 5/8-3/4" ROD GROUND | CLAMP (U BOLT) #4 SOL-2/0 STR |  |  | BUR GAR6426 | NO | P | 51.52 | 61.83 | 51.52 | 46.37 | 34.27 | 63.51 | EA | CLG346 | EL226
COF702 | 0 | 5.6192 | LK | 3/4" 45 DEGREE SEALTITE FLEX | CONNECTOR |  |  | THM 5243 | 45 DEGREE SEALTITE FLEX CONNECT | P | 15.04 | 18.05 | 12.03 | 10.83 | 11.7 | 15.94 | EA | COF702 | BAI0203
COF702 | 0 | 5.6192 | LK | 3/4" 45 DEGREE SEALTITE FLEX | CONNECTOR |  |  | THM 5243 | 45 DEGREE SEALTITE FLEX CONNECT | P | 15.04 | 18.05 | 12.03 | 10.83 | 11.7 | 15.94 | EA | COF702 | T&B 5243
COF702 | 0 | 5.6192 | LK | 3/4" 45 DEGREE SEALTITE FLEX | CONNECTOR |  |  | THM 5243 | 45 DEGREE SEALTITE FLEX CONNECT | P | 15.04 | 18.05 | 12.03 | 10.83 | 11.7 | 15.94 | EA | COF702 | XKS001
COF702 | 0 | 5.6192 | LK | 3/4" 45 DEGREE SEALTITE FLEX | CONNECTOR |  |  | THM 5243 | 45 DEGREE SEALTITE FLEX CONNECT | P | 15.04 | 18.05 | 12.03 | 10.83 | 11.7 | 15.94 | EA | COF702 | XLK1009
OPEA136 | 0 | 19.34 | LK | SHALLOW CONTACT BLOCK SWITCH |  |  |  | ALB 800T-XA | OPERATORS, ALLEN BRADLEY | P | 46.2 | 55.44 | 46.2 | 46.2 | 49.9 | 49.9 | EA | OPEA136 | JAA8005
OPEA136 | 0 | 19.34 | LK | SHALLOW CONTACT BLOCK SWITCH |  |  |  | ALB 800T-XA | OPERATORS, ALLEN BRADLEY | P | 46.2 | 55.44 | 46.2 | 46.2 | 49.9 | 49.9 | EA | OPEA136 | XKS002
OPEA096 | 42.94 | 47.7865 | LK | SELECTOR SWITCH 3P |  |  |  | ALB 800T-J2A | OPERATORS, ALLEN BRADLEY | P | 102.57 | 123.08 | 102.57 | 102.57 | 118.8 | 118.8 | EA | OPEA096 | JAA8011
OPEA096 | 42.94 | 47.7865 | LK | SELECTOR SWITCH 3P |  |  |  | ALB 800T-J2A | OPERATORS, ALLEN BRADLEY | P | 102.57 | 123.08 | 102.57 | 102.57 | 118.8 | 118.8 | EA | OPEA096 | XKS003
OPEA096 | 42.94 | 47.7865 | LK | SELECTOR SWITCH 3P |  |  |  | ALB 800T-J2A | OPERATORS, ALLEN BRADLEY | P | 102.57 | 123.08 | 102.57 | 102.57 | 118.8 | 118.8 | EA | OPEA096 | XLK1105
OPEA096 | 42.94 | 47.7865 | LK | SELECTOR SWITCH 3P |  |  |  | ALB 800T-J2A | OPERATORS, ALLEN BRADLEY | P | 102.57 | 123.08 | 102.57 | 102.57 | 118.8 | 118.8 | EA | OPEA096 | XLK928
OPEA098 | 42.94 | 48.13 | LK | 2 POS SWITCH |  |  |  | ALB 800T-H2A | OPERATORS, ALLEN BRADLEY | P | 102.57 | 123.08 | 102.57 | 102.57 | 118.8 | 118.8 | EA | OPEA098 | JAA8010
OPEA098 | 42.94 | 48.13 | LK | 2 POS SWITCH |  |  |  | ALB 800T-H2A | OPERATORS, ALLEN BRADLEY | P | 102.57 | 123.08 | 102.57 | 102.57 | 118.8 | 118.8 | EA | OPEA098 | XKS004
OPEA098 | 42.94 | 48.13 | LK | 2 POS SWITCH |  |  |  | ALB 800T-H2A | OPERATORS, ALLEN BRADLEY | P | 102.57 | 123.08 | 102.57 | 102.57 | 118.8 | 118.8 | EA | OPEA098 | XLK1037
OPEA098 | 42.94 | 48.13 | LK | 2 POS SWITCH |  |  |  | ALB 800T-H2A | OPERATORS, ALLEN BRADLEY | P | 102.57 | 123.08 | 102.57 | 102.57 | 118.8 | 118.8 | EA | OPEA098 | XLK467
COF710 | 0 | 42 | LK | 2" 45 DEGREE SEALTITE FLEX | CONNECTOR |  |  | THM 5247 | 45 DEGREE SEALTITE FLEX CONNECT | P | 87.11 | 104.53 | 75.74 | 68.17 | 186.27 | 304.7 | EA | COF710 | BAI0603
COF710 | 0 | 42 | LK | 2" 45 DEGREE SEALTITE FLEX | CONNECTOR |  |  | THM 5247 | 45 DEGREE SEALTITE FLEX CONNECT | P | 87.11 | 104.53 | 75.74 | 68.17 | 186.27 | 304.7 | EA | COF710 | T&B 5247
COF710 | 0 | 42 | LK | 2" 45 DEGREE SEALTITE FLEX | CONNECTOR |  |  | THM 5247 | 45 DEGREE SEALTITE FLEX CONNECT | P | 87.11 | 104.53 | 75.74 | 68.17 | 186.27 | 304.7 | EA | COF710 | XKS009
COF710 | 0 | 42 | LK | 2" 45 DEGREE SEALTITE FLEX | CONNECTOR |  |  | THM 5247 | 45 DEGREE SEALTITE FLEX CONNECT | P | 87.11 | 104.53 | 75.74 | 68.17 | 186.27 | 304.7 | EA | COF710 | XLK948
BLO236 | 0 | 36.04 | LK | 2/04 MULTIPLE WIRE TERM. |  |  |  | BUR BIBS2/04 | DISTRIBUTION BLOCKS | P | 41.85 | 41.85 | 43.97 | 0 | 70.2 | 68.9 | EA | BLO236 | FAB1000
BLO236 | 0 | 36.04 | LK | 2/04 MULTIPLE WIRE TERM. |  |  |  | BUR BIBS2/04 | DISTRIBUTION BLOCKS | P | 41.85 | 41.85 | 43.97 | 0 | 70.2 | 68.9 | EA | BLO236 | XKS008
UNI665 | 0 | 0 | LK | TWIRL NUT 5/16 |  |  |  | BLS TN223-5/16-ZN (20/bag) | UNISTRUT PRODUCTS | P | 4.92 | 5.9 | 4.92 | 3.69 | 3.99 | 5.22 | EA | UNI665 | BAP0021
UNI665 | 0 | 0 | LK | TWIRL NUT 5/16 |  |  |  | BLS TN223-5/16-ZN (20/bag) | UNISTRUT PRODUCTS | P | 4.92 | 5.9 | 4.92 | 3.69 | 3.99 | 5.22 | EA | UNI665 | XKS007
CRSC606 | 0 | 172.665 | LK | EXPF SWITCH BOX SINGLE 1G |  |  |  | CRH EDSC2129 | BOX COVERS | P | 0 | 0 | 473.33 | 0 | 408.35 | 408.39 | EA | CRSC606 | BAR0218
CRSC606 | 0 | 172.665 | LK | EXPF SWITCH BOX SINGLE 1G |  |  |  | CRH EDSC2129 | BOX COVERS | P | 0 | 0 | 473.33 | 0 | 408.35 | 408.39 | EA | CRSC606 | XKS010
FLX202 | 139.09 | 143.25 | LK | EXP/PRF FLEX CPLR BRZ 1/2X 18 |  |  |  | CRH ECLK118 | EXPLOSION PROOF FLEX | P | 267.72 | 267.72 | 267.72 | 267.72 | 270.54 | 270.54 | EA | FLX202 | BAR1118
FLX202 | 139.09 | 143.25 | LK | EXP/PRF FLEX CPLR BRZ 1/2X 18 |  |  |  | CRH ECLK118 | EXPLOSION PROOF FLEX | P | 267.72 | 267.72 | 267.72 | 267.72 | 270.54 | 270.54 | EA | FLX202 | XKS011
FLX202 | 139.09 | 143.25 | LK | EXP/PRF FLEX CPLR BRZ 1/2X 18 |  |  |  | CRH ECLK118 | EXPLOSION PROOF FLEX | P | 267.72 | 267.72 | 267.72 | 267.72 | 270.54 | 270.54 | EA | FLX202 | XLK036
FLX202 | 139.09 | 143.25 | LK | EXP/PRF FLEX CPLR BRZ 1/2X 18 |  |  |  | CRH ECLK118 | EXPLOSION PROOF FLEX | P | 267.72 | 267.72 | 267.72 | 267.72 | 270.54 | 270.54 | EA | FLX202 | XLK040
PANA106 | 0 | 0 | LK | ALLEN BRADLEY SIZE 4 | PUMP PANEL |  |  | ALB 1232X-ENB-27R | ALLEN BRADLEY CONTROL PANEL | P | 3604.89 | 4325.87 | 3134.69 | 2821.22 | 3604.89 | 3604.89 | EA | PANA106 | ALLEN BRADLEY 1232X-ENB-27R
PANA106 | 0 | 0 | LK | ALLEN BRADLEY SIZE 4 | PUMP PANEL |  |  | ALB 1232X-ENB-27R | ALLEN BRADLEY CONTROL PANEL | P | 3604.89 | 4325.87 | 3134.69 | 2821.22 | 3604.89 | 3604.89 | EA | PANA106 | JAA1204
PANA106 | 0 | 0 | LK | ALLEN BRADLEY SIZE 4 | PUMP PANEL |  |  | ALB 1232X-ENB-27R | ALLEN BRADLEY CONTROL PANEL | P | 3604.89 | 4325.87 | 3134.69 | 2821.22 | 3604.89 | 3604.89 | EA | PANA106 | XKS012
GEN100 | 0 | 0 | LK | WIND GENERATOR 24V DC | W/ BUILT IN REGULATOR |  |  | 455060 | GENERATOR, WIND | P | 1695.09 | 2034.11 | 1540.99 | 1540.99 | 1076.35 | 1796.8 | EA | GEN100 | LAF0200
GEN100 | 0 | 0 | LK | WIND GENERATOR 24V DC | W/ BUILT IN REGULATOR |  |  | 455060 | GENERATOR, WIND | P | 1695.09 | 2034.11 | 1540.99 | 1540.99 | 1076.35 | 1796.8 | EA | GEN100 | XKS013
PLA206 | 0 | 0.2829 | LK | WALLPLATE GFI 1G WHITE |  |  |  | LEV 80401-W | PLATES FOR SWITCHES AND RECP. | P | 0.54 | 0.65 | 0.54 | 0.54 | 0.58 | 0.86 | EA | PLA206 | GAD1015
PLA244 | 0 | 0 | LK | 2G PLASTIC PLATE FOR 2 TOGGLE | SWITCHES |  |  | LEV 85009 | PLATES FOR SWITCHES AND RECP. | P | 0 | 0 | 0 | 0 | 0 | 0 | EA | PLA244 | GAD2010
PLA244 | 0 | 0 | LK | 2G PLASTIC PLATE FOR 2 TOGGLE | SWITCHES |  |  | LEV 85009 | PLATES FOR SWITCHES AND RECP. | P | 0 | 0 | 0 | 0 | 0 | 0 | EA | PLA244 | GAD2020
PLA244 | 0 | 0 | LK | 2G PLASTIC PLATE FOR 2 TOGGLE | SWITCHES |  |  | LEV 85009 | PLATES FOR SWITCHES AND RECP. | P | 0 | 0 | 0 | 0 | 0 | 0 | EA | PLA244 | PLA246
PLA218 | 0 | 0.818 | LK | WALLPLATE 3G SWITCH IVORY |  |  |  | LEV 86011 | PLATES FOR SWITCHES AND RECP. | P | 1.59 | 1.91 | 1.59 | 1.59 | 1.72 | 1.72 | EA | PLA218 | GAD3000
PLA220 | 0 | 1.31 | LK | WALLPLATE 3G GFI WHITE |  |  |  | LEV 80411-W | PLATES FOR SWITCHES AND RECP. | P | 1.37 | 1.37 | 1.37 | 0 | 3.86 | 3.86 | EA | PLA220 | GAD3015
PLA256 | 0 | 0 | LK | SWITCH WALLPLATE 3G BROWN |  |  |  | LEV 85011 | PLATES FOR SWITCHES AND RECP. | P | 0 | 0 | 0 | 0 | 0 | 0 | EA | PLA256 | GAD3020
PLA200 | 0 | 0 | LK | WALLPLATE 1G SWITCH WHITE |  |  |  | LEV 88001 | PLATES FOR SWITCHES AND RECP. | P | 1.38 | 1.65 | 1.38 | 1.38 | 1.49 | 1.49 | EA | PLA200 | GAD1010
XHY104 | 1.47 | 1.11 | LK | 3/4 SQZ FLEX CONNECTOR | 162871 HS B1040 |  |  |  |  | P | 0 | 0 | 0 | 0 | 2.16 | 0 | EA | ? | ?
PLA238 | 0 | 0 | LK | RCPT DPLX PLATE JUMBO IVORY |  |  |  | LEV 86103-I | PLATES FOR SWITCHES AND RECP. | P | 0 | 0 | 0 | 0 | 0 | 0 | EA | PLA238 | GAE1000
PLA242 | 0 | 0 | LK | RECEPT WALLPLATE DPLX 1G WHITE |  |  |  | LEV 80703-W | PLATES FOR SWITCHES AND RECP. | P | 0 | 0 | 0 | 0 | 0 | 0 | EA | PLA242 | GAE1210
XGAE2145 | 1.28 | 2.0171 | LK | WALLPLATE 2G ALUM |  |  |  | LEV 4934 |  | P | 5.12 | 5.12 | 5.12 | 0 | 3.23 | 5.69 | EA | XGAE2145 | GAE2145
PLA208 | 0 | 0.509 | LK | WALLPLATE 2G SWITCH IVORY |  |  |  | LEV86009 | PLATES FOR SWITCHES AND RECP. | P | 0.82 | 0.99 | 0.82 | 0.82 | 0.89 | 0.86 | EA | PLA208 | GAD2000
PLA210 | 0 | 0.65 | LK | WALLPLATE 2G DPLX RCPT WHITE |  |  |  | LEV 80409-NW | PLATES FOR SWITCHES AND RECP. | P | 2.83 | 3.4 | 2.83 | 2.55 | 1.51 | 1.65 | EA | PLA210 | GAE2205
PLA210 | 0 | 0.65 | LK | WALLPLATE 2G DPLX RCPT WHITE |  |  |  | LEV 80409-NW | PLATES FOR SWITCHES AND RECP. | P | 2.83 | 3.4 | 2.83 | 2.55 | 1.51 | 1.65 | EA | PLA210 | GAE2206
PLA250 | 0 | 0 | LK | 16-FT HEAVY DUTY TRANSFORMER | PLATFROM |  |  |  | PLATES FOR SWITCHES AND RECP. | P | 3292.5 | 3951 | 3292.5 | 2963.25 | 0 | 0 | EA | PLA250 | PL250
PLA250 | 0 | 0 | LK | 16-FT HEAVY DUTY TRANSFORMER | PLATFROM |  |  |  | PLATES FOR SWITCHES AND RECP. | P | 3292.5 | 3951 | 3292.5 | 2963.25 | 0 | 0 | EA | PLA250 | XHR086
PLA248 | 0 | 0 | LK | RECEPT WALLPLATE DPLX 2G BROWN |  |  |  | LEV 85016 | PLATES FOR SWITCHES AND RECP. | P | 0 | 0 | 0 | 0 | 0 | 0 | EA | PLA248 | GAE2220
PLA212 | 0 | 0.4971 | LK | WALLPLATE 2G SW/DPLX RCPT IVOR |  |  |  | LEV86005 | PLATES FOR SWITCHES AND RECP. | P | 1.03 | 1.24 | 1.03 | 1.03 | 1.11 | 1.11 | EA | PLA212 | GAF2000
XHY219 | 26 | 169.21 | LK | SQD QOB120 1P 240V BRK | 156132 HS B1040 |  |  |  |  | L | 0 | 0 | 0 | 0 | 0 | 0 | EA | ? | ?
VAL442 | 0 | 90.6 | LK | 1/2" STAINLESS NEEDLE VALVE | [5 empty] | P | 70.32 | 70.32 | 70.32 | 0 | 178.2 | 178.2 | EA | VAL442 | 804MS
VAL442 | 0 | 90.6 | LK | 1/2" STAINLESS NEEDLE VALVE | [5 empty] | P | 70.32 | 70.32 | 70.32 | 0 | 178.2 | 178.2 | EA | val442 | XAV112
BOL406 | 0 | 0 | LK | 3" U BOLT |  |  |  |  | U - BOLTS | P | 3.66 | 4.39 | 3.18 | 3.02 | 3.18 | 3.66 | EA | BOL406 | XAB249
BOL406 | 0 | 0 | LK | 3" U BOLT |  |  |  |  | U - BOLTS | P | 3.66 | 4.39 | 3.18 | 3.02 | 3.18 | 3.66 | EA | BOL406 | XAB252
BOL406 | 0 | 0 | LK | 3" U BOLT |  |  |  |  | U - BOLTS | P | 3.66 | 4.39 | 3.18 | 3.02 | 3.18 | 3.66 | EA | BOL406 | XHB028
CRSS262 | 0 | 0 | LK | 1/2" CONDUIT DRAIN BREATHER |  |  |  | CRH CD1 | CROUSE HINDS CONDUIT BREATHER | P | 48.54 | 58.25 | 48.54 | 24.27 | 26.21 | 48.54 | EA | CRSS262 | BAA0115
CRSS262 | 0 | 0 | LK | 1/2" CONDUIT DRAIN BREATHER |  |  |  | CRH CD1 | CROUSE HINDS CONDUIT BREATHER | P | 48.54 | 58.25 | 48.54 | 24.27 | 26.21 | 48.54 | EA | CRSS262 | CRS H ECD15
CLC300 | 0 | 0.55 | LK | 1/2" CONDUIT HANGER CLAMP | (MINERALLAC) |  |  | BLS BG-8-12 (100/box) | CONDUIT CLAMPS | P | 5.01 | 6.01 | 4.36 | 3.92 | 1 | 5.01 | EA | CLC300 | BAA0116
COT410 | 0 | 0 | LK | 2" THREADLESS CONNECTOR |  |  |  | THM HC406 | THREADLESS CONNECTORS | P | 37.12 | 44.55 | 32.28 | 32.28 | 34.86 | 39.35 | EA | COT410 | BAA0619
COR845 | 0 | 0 | LK | 2" SPLIT CONDUIT COUPLINGS |  |  |  | OZE SSP-200 | SPLIT CONDUIT COUPLINGS | P | 0 | 0 | 57.93 | 0 | 0 | 0 | EA | COR845 | BAA0620
STR382 | 0 | 0.1328 | LK | 3/4" 1 HOLE PIPE STRAP EMT |  |  |  | THM TS-102 | ONE-HOLE PIPE STRAPS, EMT | P | 0.84 | 1.01 | 0.84 | 0 | 0.42 | 1.14 | EA | STR382 | STL CTY TS-102
COE604 | 0 | 20.375 | LK | 3" EMT COMPRESSION CONNECTOR |  |  |  | ARLI 827ART | EMT COMPR CONNECTOR | P | 49.4 | 59.28 | 49.4 | 49.4 | 53.35 | 52.36 | EA | COE604 | BAC0806
COE604 | 0 | 20.375 | LK | 3" EMT COMPRESSION CONNECTOR |  |  |  | ARLI 827ART | EMT COMPR CONNECTOR | P | 49.4 | 59.28 | 49.4 | 49.4 | 53.35 | 52.36 | EA | COE604 | XHC101
COE852 | 0 | 0 | LK | 3" EMT COMPRESSION COUPLING |  |  |  | ARLI 837RT | COUPLINGS, EMT COMPR | P | 58.37 | 58.37 | 58.37 | 0 | 63.59 | 65.46 | EA | COE852 | BAC0807
COE852 | 0 | 0 | LK | 3" EMT COMPRESSION COUPLING |  |  |  | ARLI 837RT | COUPLINGS, EMT COMPR | P | 58.37 | 58.37 | 58.37 | 0 | 63.59 | 65.46 | EA | COE852 | XHC102
ELE384 | 0 | 0 | LK | 3" 90 DEGREE EMT ELL |  |  |  | PIC 3IN-90DEG-EMT-ELBOW | EMT 90 DEGREE ELLS | P | 31.86 | 38.23 | 31.86 | 31.86 | 34.41 | 33.77 | EA | ELE384 | BAC0810
ELE384 | 0 | 0 | LK | 3" 90 DEGREE EMT ELL |  |  |  | PIC 3IN-90DEG-EMT-ELBOW | EMT 90 DEGREE ELLS | P | 31.86 | 38.23 | 31.86 | 31.86 | 34.41 | 33.77 | EA | ELE384 | XHE005
PVC108 | 0 | 7.025 | LK | 1 1/2" PVC LB CONDULET |  |  |  | THM E986H | PVC LB CONDULETS | P | 9.38 | 11.25 | 9.38 | 9.38 | 10.13 | 10.13 | EA | PVC108 | BAD0504
PVC108 | 0 | 7.025 | LK | 1 1/2" PVC LB CONDULET |  |  |  | THM E986H | PVC LB CONDULETS | P | 9.38 | 11.25 | 9.38 | 9.38 | 10.13 | 10.13 | EA | PVC108 | XLK1018
PVC108 | 0 | 7.025 | LK | 1 1/2" PVC LB CONDULET |  |  |  | THM E986H | PVC LB CONDULETS | P | 9.38 | 11.25 | 9.38 | 9.38 | 10.13 | 10.13 | EA | PVC108 | XLK749
ADA364 | 0 | 1.556 | LK | 3" MALE TERMINAL ADAPTER PVC |  |  |  | EPVC TERM-ADPT-3IN-PVC | TERMINAL MALE ADAPTERS PVC | P | 5.56 | 6.68 | 4.84 | 4.35 | 4.7 | 5.56 | EA | ADA364 | BAD0802
ADA364 | 0 | 1.556 | LK | 3" MALE TERMINAL ADAPTER PVC |  |  |  | EPVC TERM-ADPT-3IN-PVC | TERMINAL MALE ADAPTERS PVC | P | 5.56 | 6.68 | 4.84 | 4.35 | 4.7 | 5.56 | EA | ADA364 | CANTEX 5140110
ADA364 | 0 | 1.556 | LK | 3" MALE TERMINAL ADAPTER PVC |  |  |  | EPVC TERM-ADPT-3IN-PVC | TERMINAL MALE ADAPTERS PVC | P | 5.56 | 6.68 | 4.84 | 4.35 | 4.7 | 5.56 | EA | ADA364 | CARLON E943L
ADA364 | 0 | 1.556 | LK | 3" MALE TERMINAL ADAPTER PVC |  |  |  | EPVC TERM-ADPT-3IN-PVC | TERMINAL MALE ADAPTERS PVC | P | 5.56 | 6.68 | 4.84 | 4.35 | 4.7 | 5.56 | EA | ADA364 | XLK648
ADA364 | 0 | 1.556 | LK | 3" MALE TERMINAL ADAPTER PVC |  |  |  | EPVC TERM-ADPT-3IN-PVC | TERMINAL MALE ADAPTERS PVC | P | 5.56 | 6.68 | 4.84 | 4.35 | 4.7 | 5.56 | EA | ADA364 | ZAD408
COF300 | 0 | 0.4282 | LK | 1/2" STEEL FLEX |  |  | 100C | FLX 1/2IN-STEEL- REDUCED WALL | STEEL FLEX CONDUIT | P | 0.77 | 0.77 | 0.77 | 0 | 0.86 | 1.87 | EA | COF300 | BAH0100
COF302 | 0.6172 | 0.6172 | LK | 3/4" STEEL FLEX |  |  | 100C | FLX 3/4IN-STEEL REDUCED-WALL | STEEL FLEX CONDUIT | P | 1.13 | 1.13 | 1.13 | 0 | 1.22 | 1.35 | EA | COF302 | BAH0200
ROD678 | 0 | 26.2296 | LK | 3/4" X 10-FT SOLID COPPER | GROUND ROD |  |  | GRD 3/4X10FT CU | GRD RODS | P | 38.04 | 45.65 | 38.04 | 34.24 | 40.5 | 43.75 | EA | ROD678 | XHG040
ROD676 | 0 | 0 | LK | 5/8" X10-FT SOLID COPPER | GROUND ROD |  |  |  | GRD RODS | P | 21.04 | 25.25 | 21.04 | 18.94 | 21.04 | 21.04 | EA | ROD676 | XHG041
PLP100 | 0 | 0.351 | LK | 1/2" PUSH ON PENNY PLUG |  |  |  | THM BL111 | PUSH ON HOLE PLUGS | P | 0.6 | 0.72 | 0.55 | 0.55 | 0.59 | 0.64 | EA | PLP100 | BAA0111
PLP100 | 0 | 0.351 | LK | 1/2" PUSH ON PENNY PLUG |  |  |  | THM BL111 | PUSH ON HOLE PLUGS | P | 0.6 | 0.72 | 0.55 | 0.55 | 0.59 | 0.64 | EA | PLP100 | XLK968
PLP102 | 0 | 0.401 | LK | 3/4" PUSH ON PENNY PLUG |  |  |  | THM BL112 | PUSH ON HOLE PLUGS | P | 0.71 | 0.85 | 0.64 | 0.64 | 0.69 | 0.75 | EA | PLP102 | BAA0211
PLP102 | 0 | 0.401 | LK | 3/4" PUSH ON PENNY PLUG |  |  |  | THM BL112 | PUSH ON HOLE PLUGS | P | 0.71 | 0.85 | 0.64 | 0.64 | 0.69 | 0.75 | EA | PLP102 | XLK955
PLP104 | 0 | 0.5596 | LK | 1" PUSH ON PENNY PLUG |  |  |  | THM BL113 | PUSH ON HOLE PLUGS | P | 1.3 | 1.55 | 1.18 | 1.18 | 1.27 | 1.38 | EA | PLP104 | BAA0311
PLP104 | 0 | 0.5596 | LK | 1" PUSH ON PENNY PLUG |  |  |  | THM BL113 | PUSH ON HOLE PLUGS | P | 1.3 | 1.55 | 1.18 | 1.18 | 1.27 | 1.38 | EA | PLP104 | XLK956
ATT250 | 0 | 0 | LK | 2" SERVICE ENTRANCE ATTACHMEN |  |  |  | STC 5-B | ATTACHMENT, SERVICE ENTRANCE | P | 8.56 | 10.27 | 7.44 | 7.44 | 8.04 | 8.56 | EA | ATT250 | BAA0617
CAP415 | 0 | 62.45 | LK | 3 1/2" ENTRANCE CAP | WEATHERHEAD |  |  | STC SH109 | CAPS, ENTRANCE | P | 340.14 | 408.17 | 212.59 | 159.44 | 172.2 | 172.19 | EA | CAP415 | BAA0907
COE870 | 0 | 0 | LK | 3" EMT SET SCREW COUPLING |  |  |  | THM TK128A 3-IN S/SCR CPLG EMT | COUPLINGS, EMT (SET SCREW) | P | 18.17 | 21.8 | 15.14 | 11.36 | 37.26 | 18.74 | EA | COE870 | BAC0804
COE870 | 0 | 0 | LK | 3" EMT SET SCREW COUPLING |  |  |  | THM TK128A 3-IN S/SCR CPLG EMT | COUPLINGS, EMT (SET SCREW) | P | 18.17 | 21.8 | 15.14 | 11.36 | 37.26 | 18.74 | EA | COE870 | BRIDGEPORT 243-DC
COE870 | 0 | 0 | LK | 3" EMT SET SCREW COUPLING |  |  |  | THM TK128A 3-IN S/SCR CPLG EMT | COUPLINGS, EMT (SET SCREW) | P | 18.17 | 21.8 | 15.14 | 11.36 | 37.26 | 18.74 | EA | COE870 | CCHC 463DC
COE870 | 0 | 0 | LK | 3" EMT SET SCREW COUPLING |  |  |  | THM TK128A 3-IN S/SCR CPLG EMT | COUPLINGS, EMT (SET SCREW) | P | 18.17 | 21.8 | 15.14 | 11.36 | 37.26 | 18.74 | EA | COE870 | RACO 2625
COE870 | 0 | 0 | LK | 3" EMT SET SCREW COUPLING |  |  |  | THM TK128A 3-IN S/SCR CPLG EMT | COUPLINGS, EMT (SET SCREW) | P | 18.17 | 21.8 | 15.14 | 11.36 | 37.26 | 18.74 | EA | COE870 | STL CITY TK224SC
COE870 | 0 | 0 | LK | 3" EMT SET SCREW COUPLING |  |  |  | THM TK128A 3-IN S/SCR CPLG EMT | COUPLINGS, EMT (SET SCREW) | P | 18.17 | 21.8 | 15.14 | 11.36 | 37.26 | 18.74 | EA | COE870 | XLK979
PVC100 | 0 | 2.72 | LK | 1/2" PVC LB |  |  |  | CAR E986D | PVC LB CONDULETS | P | 3.68 | 4.41 | 3.68 | 3.68 | 3.97 | 3.97 | EA | PVC100 | BAD0104
PVC100 | 0 | 2.72 | LK | 1/2" PVC LB |  |  |  | CAR E986D | PVC LB CONDULETS | P | 3.68 | 4.41 | 3.68 | 3.68 | 3.97 | 3.97 | EA | PVC100 | XLK1015
PVC118 | 0 | 0 | LK | 1/2" PVC C CONDULET |  |  |  | CAR E978D | PVC C CONDULETS | P | 6.06 | 7.27 | 6.06 | 6.06 | 6.54 | 6.54 | EA | PVC118 | BAD0107
PVC220 | 0 | 18.89 | LK | 1" PVC EXPANSION COUPLING |  |  |  |  | PVC EXPANSION COUPLING | P | 33.21 | 39.85 | 33.21 | 33.21 | 35.87 | 35.87 | EA | ? | ?
PVC130 | 0 | 0 | LK | 1/2" PVC T CONDULET |  |  |  | CAR E983D | PVC T CONDULETS | P | 3.27 | 3.92 | 3.27 | 3.27 | 3.53 | 3.53 | EA | PVC130 | BAD0108
PVC142 | 0 | 0 | LK | 1/2" PVC BOX ADAPTER |  |  |  | CAR E996D | PVC BOX ADAPTERS | P | 0.75 | 0.9 | 0.75 | 0.75 | 0.81 | 0.81 | EA | PVC142 | BAD0109
PVC104 | 3.1646 | 3.8425 | LK | 1" PVC LB |  |  |  | THM E986F | PVC LB CONDULETS | P | 5.03 | 6.03 | 5.03 | 5.03 | 5.43 | 5.43 | EA | PVC104 | BAD0304
PVC154 | 0 | 0 | LK | 3/4" X 1/2" RE BUSHING PVC |  |  |  | CAR E950ED | PVC R.E. BUSHINGS | P | 1.34 | 1.6 | 1.34 | 1.34 | 1.45 | 1.45 | EA | PVC154 | BAD0111
PVC102 | 0 | 3.49 | LK | 3/4" PVC LB |  |  |  | CAR E986E | PVC LB CONDULETS | P | 4.74 | 5.69 | 4.74 | 4.74 | 5.12 | 5.12 | EA | PVC102 | BAD0204
PVC132 | 0 | 0 | LK | 3/4" PVC T CONDULET |  |  |  | CAR E983E | PVC T CONDULETS | P | 4.68 | 4.68 | 4.68 | 0 | 0 | 4.96 | EA | PVC132 | BAD0208
PVC132 | 0 | 0 | LK | 3/4" PVC T CONDULET |  |  |  | CAR E983E | PVC T CONDULETS | P | 4.68 | 4.68 | 4.68 | 0 | 0 | 4.96 | EA | PVC132 | XLK1019
PVC200 | 0 | 0 | LK | 3/4" PVC ENTRANCE CAP | WEATHERHEAD |  |  | CAR E998E | PVC ENTR CAP (WEATHERHEAD) | P | 6.29 | 7.54 | 6.29 | 6.29 | 6.79 | 6.79 | EA | PVC200 | BAD0210
PVC134 | 0 | 0 | LK | 1" PVC T CONDULET |  |  |  | CAR E983F | PVC T CONDULETS | P | 4.13 | 4.95 | 4.13 | 4.13 | 4.46 | 4.46 | EA | PVC134 | BAD0308
PVC146 | 0.9584 | 0.9584 | LK | 1" PVC BOX ADAPTER |  |  |  | CAR E996F | PVC BOX ADAPTERS | P | 1.13 | 1.35 | 1.13 | 1.13 | 1.22 | 1.25 | EA | PVC146 | BAD0309
PVC202 | 0 | 0 | LK | 1" PVC ENTRANCE CAP | WEATHERHEAD |  |  | CAR E998F | PVC ENTR CAP (WEATHERHEAD) | P | 8.63 | 10.35 | 8.63 | 8.63 | 9.32 | 11.04 | EA | PVC202 | BAD0310
PVC158 | 0 | 0 | LK | 1" X 3/4" RE BUSHING PVC |  |  |  | CAR E950FE | PVC R.E. BUSHINGS | P | 2.91 | 3.49 | 2.91 | 2.91 | 3.14 | 3.14 | EA | PVC158 | BAD0311
CRSG254 | 0 | 0 | LK | 3/4" GUP214 |  |  |  | CRH GUP214 (1/box) | GUAP JUNCTION BOX | P | 146.66 | 175.99 | 146.66 | 146.66 | 91 | 155.46 | EA | CRSG254 | BAR0213
LIG340 | 0 | 291.5 | LK | EXPL/PRF FIXTURE LIGHT MH 250W | (PULSE START) |  |  |  | LIGHT FIXTURES | P | 1282.17 | 1538.6 | 1282.17 | 0 | 566.68 | 1631.88 | EA | ? | ?
COT110 | 60.36 | 64.66 | LK | 2" WP TEK/CLX CONNECTOR |  |  |  | CRH TMC6206 | TEK OR CLX CONNECTORS (WEATHERPROOF) | P | 169.13 | 202.96 | 147.07 | 125.01 | 162 | 179.28 | EA | COT110 | APPLETON TMC2-200200A
COT110 | 60.36 | 64.66 | LK | 2" WP TEK/CLX CONNECTOR |  |  |  | CRH TMC6206 | TEK OR CLX CONNECTORS (WEATHERPROOF) | P | 169.13 | 202.96 | 147.07 | 125.01 | 162 | 179.28 | EA | COT110 | BAY0600
COT110 | 60.36 | 64.66 | LK | 2" WP TEK/CLX CONNECTOR |  |  |  | CRH TMC6206 | TEK OR CLX CONNECTORS (WEATHERPROOF) | P | 169.13 | 202.96 | 147.07 | 125.01 | 162 | 179.28 | EA | COT110 | CROUSE HINDS TMC6206
COT110 | 60.36 | 64.66 | LK | 2" WP TEK/CLX CONNECTOR |  |  |  | CRH TMC6206 | TEK OR CLX CONNECTORS (WEATHERPROOF) | P | 169.13 | 202.96 | 147.07 | 125.01 | 162 | 179.28 | EA | COT110 | TMC200A
COT110 | 60.36 | 64.66 | LK | 2" WP TEK/CLX CONNECTOR |  |  |  | CRH TMC6206 | TEK OR CLX CONNECTORS (WEATHERPROOF) | P | 169.13 | 202.96 | 147.07 | 125.01 | 162 | 179.28 | EA | COT110 | XLK097
XCAB0707 | 0.96 | 0.96 | LK | PANDUIT DUCT/OVER 2-1/4X2-1/4 |  |  | (12-6 foot/piece=72 foot/box) | AUTO T1 2222G |  | P | 0 | 0 | 4.6 | 0 | 0 | 0 | FT | XCAB0707 | CAB0707
BOX118 | 0 | 4.586 | LK | 4" SQ BOX 1 1/2" SHALLOW BOX |  |  |  | STEEL CITY 521511234 | BOXES | P | 2.76 | 3.31 | 2.4 | 2.04 | 2.2 | 2.76 | EA | BOX118 | DAA1000
BOX118 | 0 | 4.586 | LK | 4" SQ BOX 1 1/2" SHALLOW BOX |  |  |  | STEEL CITY 521511234 | BOXES | P | 2.76 | 3.31 | 2.4 | 2.04 | 2.2 | 2.76 | EA | BOX118 | XLK489
BOX122 | 3.2825 | 4.6572 | LK | SQ 4 SQ X 1 1/2 METAL EXT RING | 2G |  |  | THM 53151-1/2 | BOXES | P | 8.04 | 9.64 | 6.99 | 5.94 | 6.42 | 5.65 | EA | BOX122 | DAA1008
BOX122 | 3.2825 | 4.6572 | LK | SQ 4 SQ X 1 1/2 METAL EXT RING | 2G |  |  | THM 53151-1/2 | BOXES | P | 8.04 | 9.64 | 6.99 | 5.94 | 6.42 | 5.65 | EA | BOX122 | MUD RING
PLA142 | 0 | 1.1175 | LK | 4" SQ METAL DUPLEX RECEPTACLE | COVER (SURFACE) |  |  | THM RS12 | PLATES FOR SWITCHES AND RECP. | P | 4.05 | 4.86 | 3.52 | 1.6 | 4.05 | 4.05 | EA | PLA142 | CCHC TP516
PLA142 | 0 | 1.1175 | LK | 4" SQ METAL DUPLEX RECEPTACLE | COVER (SURFACE) |  |  | THM RS12 | PLATES FOR SWITCHES AND RECP. | P | 4.05 | 4.86 | 3.52 | 1.6 | 4.05 | 4.05 | EA | PLA142 | DAA1010
PLA142 | 0 | 1.1175 | LK | 4" SQ METAL DUPLEX RECEPTACLE | COVER (SURFACE) |  |  | THM RS12 | PLATES FOR SWITCHES AND RECP. | P | 4.05 | 4.86 | 3.52 | 1.6 | 4.05 | 4.05 | EA | PLA142 | RS-12
PLA144 | 1.43 | 1.407 | LK | 4" SQ METAL GFI RECEPTACLE | COVER (SURFACE) |  |  | THM RS-16-CC | PLATES FOR SWITCHES AND RECP. | P | 2.6 | 3.12 | 2.6 | 2.6 | 3.51 | 3.25 | EA | PLA144 | DAA1011
PLA144 | 1.43 | 1.407 | LK | 4" SQ METAL GFI RECEPTACLE | COVER (SURFACE) |  |  | THM RS-16-CC | PLATES FOR SWITCHES AND RECP. | P | 2.6 | 3.12 | 2.6 | 2.6 | 3.51 | 3.25 | EA | PLA144 | XLK159
PLA144 | 1.43 | 1.407 | LK | 4" SQ METAL GFI RECEPTACLE | COVER (SURFACE) |  |  | THM RS-16-CC | PLATES FOR SWITCHES AND RECP. | P | 2.6 | 3.12 | 2.6 | 2.6 | 3.51 | 3.25 | EA | PLA144 | XLK717
PLA152 | 1.55 | 1.208 | LK | 4" SQ METAL COVER FOR TOGGLE | SWITCH (SURFACE) |  |  | THM RS-9 | PLATES FOR SWITCHES AND RECP. | P | 2.2 | 2.64 | 2.2 | 2.2 | 2.38 | 2.43 | EA | PLA152 | DAA1016
PLA152 | 1.55 | 1.208 | LK | 4" SQ METAL COVER FOR TOGGLE | SWITCH (SURFACE) |  |  | THM RS-9 | PLATES FOR SWITCHES AND RECP. | P | 2.2 | 2.64 | 2.2 | 2.2 | 2.38 | 2.43 | EA | PLA152 | XLK288
PLA154 | 0 | 0.5287 | LK | 4" SQ METAL SINGLE DEVICE COVE | 1/2z" RAISED |  |  | THM 52-C-13 | PLATES FOR SWITCHES AND RECP. | P | 1.2 | 1.44 | 1.2 | 1.2 | 2.03 | 2.35 | EA | PLA154 | DAA1020
PLA155 | 0 | 0.9712 | LK | 4" SQ METAL SINGLE DEVICE CVR | 5/8" RAISED |  |  | THM 52C14-5/8 | PLATES FOR SWITCHES AND RECP. | P | 2.39 | 2.87 | 2.39 | 2.03 | 2.13 | 2.45 | EA | PLA155 | DAA1022
PLA155 | 0 | 0.9712 | LK | 4" SQ METAL SINGLE DEVICE CVR | 5/8" RAISED |  |  | THM 52C14-5/8 | PLATES FOR SWITCHES AND RECP. | P | 2.39 | 2.87 | 2.39 | 2.03 | 2.13 | 2.45 | EA | PLA155 | TB 52C13
PLA155 | 0 | 0.9712 | LK | 4" SQ METAL SINGLE DEVICE CVR | 5/8" RAISED |  |  | THM 52C14-5/8 | PLATES FOR SWITCHES AND RECP. | P | 2.39 | 2.87 | 2.39 | 2.03 | 2.13 | 2.45 | EA | PLA155 | XHR130
PLA155 | 0 | 0.9712 | LK | 4" SQ METAL SINGLE DEVICE CVR | 5/8" RAISED |  |  | THM 52C14-5/8 | PLATES FOR SWITCHES AND RECP. | P | 2.39 | 2.87 | 2.39 | 2.03 | 2.13 | 2.45 | EA | PLA155 | XHR134
PLA141 | 1.07 | 2.066 | LK | 4" SQ METAL COVER FOR 2 DPLX | RECEPTACLES 1/2" RAISED |  |  | STL CTY RS8 |  | P | 1.92 | 1.92 | 1.92 | 0 | 1.92 | 1.92 | EA | PLA141 | DAA2010
PLA141 | 1.07 | 2.066 | LK | 4" SQ METAL COVER FOR 2 DPLX | RECEPTACLES 1/2" RAISED |  |  | STL CTY RS8 |  | P | 1.92 | 1.92 | 1.92 | 0 | 1.92 | 1.92 | EA | PLA141 | STEEL CITY RS8
PLA141 | 1.07 | 2.066 | LK | 4" SQ METAL COVER FOR 2 DPLX | RECEPTACLES 1/2" RAISED |  |  | STL CTY RS8 |  | P | 1.92 | 1.92 | 1.92 | 0 | 1.92 | 1.92 | EA | PLA141 | XHY068
PLA153 | 0 | 1.194 | LK | 4" SQ METALCOVER FOR 2 TOGGLE | SWITCHES 2G |  |  | THM RS530 | PLATES FOR SWITCHES AND RECP. | P | 4.78 | 5.73 | 4.15 | 2.98 | 3.22 | 4.78 | EA | PLA153 | DAA2015
PLA153 | 0 | 1.194 | LK | 4" SQ METALCOVER FOR 2 TOGGLE | SWITCHES 2G |  |  | THM RS530 | PLATES FOR SWITCHES AND RECP. | P | 4.78 | 5.73 | 4.15 | 2.98 | 3.22 | 4.78 | EA | PLA153 | STEEL CITY RS-5-30
PLA153 | 0 | 1.194 | LK | 4" SQ METALCOVER FOR 2 TOGGLE | SWITCHES 2G |  |  | THM RS530 | PLATES FOR SWITCHES AND RECP. | P | 4.78 | 5.73 | 4.15 | 2.98 | 3.22 | 4.78 | EA | PLA153 | THM RS-5-30
BOX130 | 0 | 2.905 | LK | OCT 4 OCT EXT RING 1 1/2D |  |  |  | THM 55151-1/2 | BOXES | P | 5.6 | 6.72 | 4.87 | 4.38 | 4.73 | 5.6 | EA | BOX130 | DAC1120
BOX146 | 0 | 0 | LK | SWITCH BOX NAIL ON 1G 2-7/8 |  |  |  | CAR B118A (100/box) | BOXES | P | 1.38 | 1.66 | 1.2 | 1.08 | 1.17 | 1.38 | EA | BOX146 | DAG1002
BOX156 | 0 | 2.7173 | LK | CEILING BOX NAIL ON ROUND 4 |  |  |  | CAR B520A-UPC | BOXES | P | 2.81 | 3.37 | 2.44 | 2.2 | 4.1 | 5.98 | EA | BOX156 | DAI4000
BOX107 | 0 | 7.725 | LK | BELL BOX RT 1G 3/4 HUB DEEP |  |  |  | THM IHD3-2 1G | BOXES | P | 0 | 0 | 0 | 0 | 30.94 | 30.37 | EA | BOX107 | DAL1003
PLA524 | 0 | 5.75 | LK | COVER RECEPTACLE GFCI WP 1G |  |  |  | THM CCG | WEATHERPROOF PLATES | P | 0 | 0 | 0 | 0 | 8.91 | 11.51 | EA | PLA524 | DAL1010
PLA163 | 0 | 1.06 | LK | 1G BLANK WP COVER METAL |  |  |  | THM CCB | PLATES FOR SWITCHES AND RECP. | P | 3.61 | 4.33 | 3.26 | 3.25 | 2.05 | 2.32 | EA | PLA163 | APPLETON WCB1
PLA163 | 0 | 1.06 | LK | 1G BLANK WP COVER METAL |  |  |  | THM CCB | PLATES FOR SWITCHES AND RECP. | P | 3.61 | 4.33 | 3.26 | 3.25 | 2.05 | 2.32 | EA | PLA163 | DAL1017
PLA163 | 0 | 1.06 | LK | 1G BLANK WP COVER METAL |  |  |  | THM CCB | PLATES FOR SWITCHES AND RECP. | P | 3.61 | 4.33 | 3.26 | 3.25 | 2.05 | 2.32 | EA | PLA163 | DOTTIE BLC1
PLA163 | 0 | 1.06 | LK | 1G BLANK WP COVER METAL |  |  |  | THM CCB | PLATES FOR SWITCHES AND RECP. | P | 3.61 | 4.33 | 3.26 | 3.25 | 2.05 | 2.32 | EA | PLA163 | LEVITON 8314-EXT
PLA163 | 0 | 1.06 | LK | 1G BLANK WP COVER METAL |  |  |  | THM CCB | PLATES FOR SWITCHES AND RECP. | P | 3.61 | 4.33 | 3.26 | 3.25 | 2.05 | 2.32 | EA | PLA163 | P&S WPB1-G
PLA163 | 0 | 1.06 | LK | 1G BLANK WP COVER METAL |  |  |  | THM CCB | PLATES FOR SWITCHES AND RECP. | P | 3.61 | 4.33 | 3.26 | 3.25 | 2.05 | 2.32 | EA | PLA163 | RACO 5173
PLA163 | 0 | 1.06 | LK | 1G BLANK WP COVER METAL |  |  |  | THM CCB | PLATES FOR SWITCHES AND RECP. | P | 3.61 | 4.33 | 3.26 | 3.25 | 2.05 | 2.32 | EA | PLA163 | RED DOT CCB
PLA163 | 0 | 1.06 | LK | 1G BLANK WP COVER METAL |  |  |  | THM CCB | PLATES FOR SWITCHES AND RECP. | P | 3.61 | 4.33 | 3.26 | 3.25 | 2.05 | 2.32 | EA | PLA163 | RED DOT DCCB
BOX160 | 0 | 5.99 | LK | WEATHERPROOF BOX (3) 1/2" HOLE | 2G |  |  | THM 2IH3-1 | BOXES | P | 11.48 | 13.78 | 9.98 | 8.99 | 9.71 | 23 | EA | BOX160 | CCHC TP7086
BOX160 | 0 | 5.99 | LK | WEATHERPROOF BOX (3) 1/2" HOLE | 2G |  |  | THM 2IH3-1 | BOXES | P | 11.48 | 13.78 | 9.98 | 8.99 | 9.71 | 23 | EA | BOX160 | DAL2000
BOX160 | 0 | 5.99 | LK | WEATHERPROOF BOX (3) 1/2" HOLE | 2G |  |  | THM 2IH3-1 | BOXES | P | 11.48 | 13.78 | 9.98 | 8.99 | 9.71 | 23 | EA | BOX160 | P&S WPB232
BOX160 | 0 | 5.99 | LK | WEATHERPROOF BOX (3) 1/2" HOLE | 2G |  |  | THM 2IH3-1 | BOXES | P | 11.48 | 13.78 | 9.98 | 8.99 | 9.71 | 23 | EA | BOX160 | RACO 5333
BOX160 | 0 | 5.99 | LK | WEATHERPROOF BOX (3) 1/2" HOLE | 2G |  |  | THM 2IH3-1 | BOXES | P | 11.48 | 13.78 | 9.98 | 8.99 | 9.71 | 23 | EA | BOX160 | RED DOT 2IH31
BOX160 | 0 | 5.99 | LK | WEATHERPROOF BOX (3) 1/2" HOLE | 2G |  |  | THM 2IH3-1 | BOXES | P | 11.48 | 13.78 | 9.98 | 8.99 | 9.71 | 23 | EA | BOX160 | XLK492
XEAA4011 | 0 | 0 | LK | ENCLOSURE OUTDOOR 24X24X12 |  |  |  | HOF CSD242412LG |  | P | 550.83 | 550.83 | 550.38 | 0 | 550.38 | 0 | EA | XEAA4011 | EAA4011
ENB140 | 0 | 0 | LK | 8" X 8" ENCLOSURE BACKPLATE |  |  |  | HOF A8P8 (4/box) | ENCLOSURE BACKPLATES | P | 8.93 | 8.93 | 8.93 | 0 | 0 | 12.92 | EA | ENB140 | EAA5002
PVC164 | 0 | 0 | LK | 1 1/4" X 1" RE BUSHING PVC |  |  |  | CAR E950GF | PVC R.E. BUSHINGS | P | 2.94 | 3.53 | 2.94 | 2.94 | 3.18 | 4.16 | EA | PVC164 | BAD0411
ENB440 | 95.72 | 99.55 | LK | 36" X 24" ENCLOSURE BACKPLATE |  |  |  | HOF CP3624 | ENCLOSURE BACKPLATES | P | 153.57 | 153.57 | 153.57 | 0 | 194.4 | 194.4 | EA | ENB440 | EAA5014
PVC162 | 0 | 0 | LK | 1 1/4" X 3/4" RE BUSHING PVC | BUSHING |  |  | CAR E950GE | PVC R.E. BUSHINGS | P | 3.44 | 4.12 | 3.44 | 3.44 | 3.72 | 3.72 | EA | PVC162 | BAD0412
ENB480 | 95.72 | 130.444 | LK | 36" X 36" ENCLOSURE BACKPLATE |  |  |  | HOF CP3636 | ENCLOSURE BACKPLATES | P | 212.03 | 212.03 | 212.03 | 0 | 250.56 | 245.92 | EA | ENB480 | EAA5016
PVC226 | 0 | 0 | LK | 2" PVC EXPANSION COUPLING |  |  |  |  | PVC EXPANSION COUPLING | P | 26.81 | 32.17 | 26.81 | 26.81 | 28.95 | 28.95 | EA | PVC226 | BAD0612
PVC180 | 0 | 0 | LK | 2" X 1 1/2" RE BUSHING PVC |  |  |  | CAR E950JH | PVC R.E. BUSHINGS | P | 5.15 | 6.17 | 5.15 | 5.15 | 5.56 | 5.56 | EA | PVC180 | BAD0611
XFAJ0007 | 0 | 2.44 | LK | LOCKOUT TAGS |  |  |  | BRA 65520 |  | P | 3.645 | 3.645 | 3.645 | 0 | 4.35 | 0 | EA | XFAJ0007 | FAJ0007
STP406 | 0 | 0 | LK | STRAPS PLASTIC NM CABLE 3/4 |  |  |  | GBEL PS-575B/RA-1566 (250/bag) | ROMEX STAPLES | P | 0.04 | 0.04 | 0.04 | 0 | 0 | 0.05 | EA | STP406 | FAI0001
STP406 | 0 | 0 | LK | STRAPS PLASTIC NM CABLE 3/4 |  |  |  | GBEL PS-575B/RA-1566 (250/bag) | ROMEX STAPLES | P | 0.04 | 0.04 | 0.04 | 0 | 0 | 0.05 | EA | STP406 | XLK354
ENA140 | 0 | 0 | LK | WINDOW KIT 12X12 |  |  |  | HOF APWK1212H | ENCLOSURE ACCESSORIES | P | 575.72 | 690.86 | 575.72 | 575.72 | 621.78 | 621.78 | EA | ENA140 | EAA6012
ENA140 | 0 | 0 | LK | WINDOW KIT 12X12 |  |  |  | HOF APWK1212H | ENCLOSURE ACCESSORIES | P | 575.72 | 690.86 | 575.72 | 575.72 | 621.78 | 621.78 | EA | ENA140 | ENA104
PVC150 | 0 | 0.9629 | LK | 1 1/2" PVC BOX ADAPTER |  |  |  | THM E996H | PVC BOX ADAPTERS | P | 1.8 | 2.16 | 1.8 | 1.8 | 1.94 | 2.1 | EA | PVC150 | BAD0509
SCO460 | 0 | 0 | LK | WIRENUT YELLOW |  |  |  | IDE 30-651 451 (500/bag) | SCOTCHLOKS | P | 0.17 | 0.2 | 0.17 | 0.17 | 0.18 | 0.18 | EA | SCO460 | FAA0000
PVC172 | 0 | 0 | LK | 1 1/2 X 1 1/4 RE BUSHING PVC |  |  |  | CAR E950HG | PVC R.E. BUSHINGS | P | 3.05 | 3.65 | 3.05 | 3.05 | 3.29 | 3.29 | EA | PVC172 | BAD0512
TAP234 | 0 | 3.87 | LK | FRICTION TAPE |  |  |  | PLY 01008 3/4X70FT | TAPE | P | 7 | 8.4 | 7 | 7 | 7.56 | 7.42 | EA | TAP234 | FAH0005
TAP234 | 0 | 3.87 | LK | FRICTION TAPE |  |  |  | PLY 01008 3/4X70FT | TAPE | P | 7 | 8.4 | 7 | 7 | 7.56 | 7.42 | EA | TAP234 | XLK455
PVC152 | 1.1482 | 0.7025 | LK | 2" PVC BOX ADAPTER |  |  |  | THM E996J | PVC BOX ADAPTERS | P | 1.95 | 2.34 | 1.95 | 1.95 | 2.11 | 2.15 | EA | PVC152 | BAD0609
PVC208 | 0 | 0 | LK | 2" PVC ENTR CAP WEATHERHEAD |  |  |  | CAR E998J | PVC ENTR CAP (WEATHERHEAD) | P | 18.6 | 22.32 | 18.6 | 18.6 | 20.09 | 20.09 | EA | PVC208 | BAD0610
DEC200 | 0.34 | 2.4075 | LK | SMALL "HIGH-VOLTAGE" DECAL |  |  |  | BRAM 40668 | DECALS | P | 2.13 | 2.56 | 2.13 | 1.92 | 8.1 | 28.66 | EA | DEC200 | DE200
DEC200 | 0.34 | 2.4075 | LK | SMALL "HIGH-VOLTAGE" DECAL |  |  |  | BRAM 40668 | DECALS | P | 2.13 | 2.56 | 2.13 | 1.92 | 8.1 | 28.66 | EA | DEC200 | FAJ0008
STP404 | 0 | 0.0331 | LK | STRAPS PLASTIC NM CABLE 1/2 |  |  |  | STU RA-1588UV (500/bag) | ROMEX STAPLES | P | 0.0396 | 0.0396 | 0.0396 | 0.0396 | 0.13 | 0.16 | EA | STP404 | FAI0000
STP404 | 0 | 0.0331 | LK | STRAPS PLASTIC NM CABLE 1/2 |  |  |  | STU RA-1588UV (500/bag) | ROMEX STAPLES | P | 0.0396 | 0.0396 | 0.0396 | 0.0396 | 0.13 | 0.16 | EA | STP404 | XLK029
PLG299 | 0 | 0 | LK | 3/8" CONDUIT PLUG |  |  |  | CRH PLG38 | CONDUIT PLUGS | P | 4.17 | 5.01 | 3.63 | 3.63 | 3.92 | 4.42 | EA | PLG299 | BAK0000
LAB049 | 308.6 | 1.6865 | LK | EZ LABELS - HEAT SHRINK; ROLL | 1/4 |  |  | THM YHS14/yellow WHS14/white |  | P | 58.67 | 58.67 | 58.67 | 58.67 | 555.48 | 0 | EA | LAB049 | FAJ0043
NIP700 | 0 | 1819 | LK | 3" X 10" NIPPLE | GALV CONDUIT |  |  |  | GALV CONDUIT NIPPLES | P | 28.91 | 27.28 | 27.28 | 27.28 | 0 | 2891 | C | NIP700 | BAK0810
LAB066 | 0 | 0 | LK | LABELS BROTHERS 1/2" |  |  |  | BOSS BROTHER 677317 #TX2311 (5 | LABELS | P | 1.44 | 1.73 | 1.2 | 1.2 | 1.3 | 1.53 | EA | LAB066 | FAJ0100
LAB066 | 0 | 0 | LK | LABELS BROTHERS 1/2" |  |  |  | BOSS BROTHER 677317 #TX2311 (5 | LABELS | P | 1.44 | 1.73 | 1.2 | 1.2 | 1.3 | 1.53 | EA | LAB066 | HA487
LAB062 | 0 | 0 | LK | LABELS BROTHERS; 1" |  |  |  | BOSS BROTHER 667151 (50'/roll) | LABELS | P | 0.98 | 1.17 | 0.98 | 0.98 | 1.06 | 1.04 | EA | LAB062 | FAJ0300
SWT832 | 0 | 0 | LK | SWITCH TOGGLE RUBBER COVER |  |  |  | NAPA TG6571 | TOGGLE SWITCHES | P | 18.135 | 18.135 | 18.135 | 0 | 0 | 19.22 | EA | SWT832 | GAA0003
COF508 | 0 | 0 | LK | 1/2" NON-METALLIC FLEX CONN | (ENT) |  |  | CAR A253D | NON-METALLIC FLEX CONDUIT CONNECTORS | P | 1.14 | 1.37 | 0.99 | 0.99 | 1.07 | 1.21 | EA | COF508 | BAO0101
COF514 | 0 | 0 | LK | 1/2" NON- METALLIC FLEX ADAPT | MALE |  |  | CAR A243D | NON-METALLIC FLEX CONDUIT CONNECTORS | P | 1.79 | 2.15 | 1.56 | 1.56 | 1.68 | 1.9 | EA | COF514 | BAO0102
REC094 | 0 | 1.06 | LK | 20A 125V 2P3W DUPLEX RCPT | FLUSH MOUNT |  |  | LEV CR20 (SPEC COLOR) | RECEPTACLES | P | 3.82 | 4.58 | 3.33 | 3 | 3.6 | 4.05 | EA | REC094 | GAB2200
REC094 | 0 | 1.06 | LK | 20A 125V 2P3W DUPLEX RCPT | FLUSH MOUNT |  |  | LEV CR20 (SPEC COLOR) | RECEPTACLES | P | 3.82 | 4.58 | 3.33 | 3 | 3.6 | 4.05 | EA | REC094 | LEV CR20 BROWN
REC094 | 0 | 1.06 | LK | 20A 125V 2P3W DUPLEX RCPT | FLUSH MOUNT |  |  | LEV CR20 (SPEC COLOR) | RECEPTACLES | P | 3.82 | 4.58 | 3.33 | 3 | 3.6 | 4.05 | EA | REC094 | LEV CR20-E BLACK
REC094 | 0 | 1.06 | LK | 20A 125V 2P3W DUPLEX RCPT | FLUSH MOUNT |  |  | LEV CR20 (SPEC COLOR) | RECEPTACLES | P | 3.82 | 4.58 | 3.33 | 3 | 3.6 | 4.05 | EA | REC094 | LEV CR20-GY GREY
REC094 | 0 | 1.06 | LK | 20A 125V 2P3W DUPLEX RCPT | FLUSH MOUNT |  |  | LEV CR20 (SPEC COLOR) | RECEPTACLES | P | 3.82 | 4.58 | 3.33 | 3 | 3.6 | 4.05 | EA | REC094 | LEV CR20-I IVORY
REC094 | 0 | 1.06 | LK | 20A 125V 2P3W DUPLEX RCPT | FLUSH MOUNT |  |  | LEV CR20 (SPEC COLOR) | RECEPTACLES | P | 3.82 | 4.58 | 3.33 | 3 | 3.6 | 4.05 | EA | REC094 | LEV CR20-T LIGHT ALMOND
REC094 | 0 | 1.06 | LK | 20A 125V 2P3W DUPLEX RCPT | FLUSH MOUNT |  |  | LEV CR20 (SPEC COLOR) | RECEPTACLES | P | 3.82 | 4.58 | 3.33 | 3 | 3.6 | 4.05 | EA | REC094 | LEV CR20-W WHITE
REC094 | 0 | 1.06 | LK | 20A 125V 2P3W DUPLEX RCPT | FLUSH MOUNT |  |  | LEV CR20 (SPEC COLOR) | RECEPTACLES | P | 3.82 | 4.58 | 3.33 | 3 | 3.6 | 4.05 | EA | REC094 | NEMA 5-20R
COF510 | 0 | 0 | LK | 3/4" NON-METALLIC FLEX CONN | (ENT) |  |  | CAR A253E | NON-METALLIC FLEX CONDUIT CONNECTORS | P | 2.51 | 3.01 | 2.18 | 2.18 | 2.35 | 2.66 | EA | COF510 | BAO0201
REC238 | 0 | 0 | LK | 20A 125V GFCI DUPLEX RECEPTACL |  |  |  | LEV 7899-* (SPEC COLOR) | RECEPTACLES | P | 17.27 | 20.72 | 17.27 | 17.27 | 18.65 | 18.65 | EA | REC238 | GAB2300
REC238 | 0 | 0 | LK | 20A 125V GFCI DUPLEX RECEPTACL |  |  |  | LEV 7899-* (SPEC COLOR) | RECEPTACLES | P | 17.27 | 20.72 | 17.27 | 17.27 | 18.65 | 18.65 | EA | REC238 | LEVITON 7899
REC238 | 0 | 0 | LK | 20A 125V GFCI DUPLEX RECEPTACL |  |  |  | LEV 7899-* (SPEC COLOR) | RECEPTACLES | P | 17.27 | 20.72 | 17.27 | 17.27 | 18.65 | 18.65 | EA | REC238 | LEVITON X7899
COF516 | 0 | 0 | LK | 3/4" NON- METALLIC FLEX ADAPT | MALE |  |  | CAR A243E | NON-METALLIC FLEX CONDUIT CONNECTORS | P | 2.89 | 3.46 | 2.51 | 2.26 | 2.44 | 3.06 | EA | COF516 | BAO0202
REC078 | 0 | 18.796 | LK | TWISTLOCK RECEPT FEMALE 15A |  |  |  | WOD 25W47 | RECEPTACLES | P | 37.27 | 44.23 | 37.27 | 33.55 | 95.8 | 88.7 | EA | REC078 | ERIC 1620CW6P
REC078 | 0 | 18.796 | LK | TWISTLOCK RECEPT FEMALE 15A |  |  |  | WOD 25W47 | RECEPTACLES | P | 37.27 | 44.23 | 37.27 | 33.55 | 95.8 | 88.7 | EA | REC078 | GAK2100
REC078 | 0 | 18.796 | LK | TWISTLOCK RECEPT FEMALE 15A |  |  |  | WOD 25W47 | RECEPTACLES | P | 37.27 | 44.23 | 37.27 | 33.55 | 95.8 | 88.7 | EA | REC078 | WOOD 25W47
REC078 | 0 | 18.796 | LK | TWISTLOCK RECEPT FEMALE 15A |  |  |  | WOD 25W47 | RECEPTACLES | P | 37.27 | 44.23 | 37.27 | 33.55 | 95.8 | 88.7 | EA | REC078 | XLK594
PLU434 | 0 | 14.8144 | LK | 15A 125V 2P3W MALE TWISTLOCK | CORD PLUG |  |  | WOD 24W47 | EXTENSION CORD PLUGS | P | 25.81 | 30.97 | 25.81 | 23.23 | 29.16 | 29.16 | EA | PLU434 | ERIC 1520PW6P
PLU434 | 0 | 14.8144 | LK | 15A 125V 2P3W MALE TWISTLOCK | CORD PLUG |  |  | WOD 24W47 | EXTENSION CORD PLUGS | P | 25.81 | 30.97 | 25.81 | 23.23 | 29.16 | 29.16 | EA | PLU434 | GAK2110
PLU434 | 0 | 14.8144 | LK | 15A 125V 2P3W MALE TWISTLOCK | CORD PLUG |  |  | WOD 24W47 | EXTENSION CORD PLUGS | P | 25.81 | 30.97 | 25.81 | 23.23 | 29.16 | 29.16 | EA | PLU434 | L5-15
PLU434 | 0 | 14.8144 | LK | 15A 125V 2P3W MALE TWISTLOCK | CORD PLUG |  |  | WOD 24W47 | EXTENSION CORD PLUGS | P | 25.81 | 30.97 | 25.81 | 23.23 | 29.16 | 29.16 | EA | PLU434 | LEV 24W47
PLU434 | 0 | 14.8144 | LK | 15A 125V 2P3W MALE TWISTLOCK | CORD PLUG |  |  | WOD 24W47 | EXTENSION CORD PLUGS | P | 25.81 | 30.97 | 25.81 | 23.23 | 29.16 | 29.16 | EA | PLU434 | WOOD 24W47
PLA140 | 0 | 0 | LK | COVER PLATE |  |  |  | BLS B-LINE BB10 | PLATES FOR SWITCHES AND RECP. | P | 2.13 | 2.56 | 2.13 | 2.13 | 2.13 | 2.26 | EA | PLA140 | BAP0008
UNI674 | 0 | 0 | LK | 3/8" BUZZNUT UNISTRUT |  |  |  | BLS SLWN3/8ZN | UNISTRUT PRODUCTS | P | 6.01 | 7.21 | 6.01 | 4.51 | 4.87 | 6.37 | EA | UNI674 | BAP0052
UNI674 | 0 | 0 | LK | 3/8" BUZZNUT UNISTRUT |  |  |  | BLS SLWN3/8ZN | UNISTRUT PRODUCTS | P | 6.01 | 7.21 | 6.01 | 4.51 | 4.87 | 6.37 | EA | UNI674 | BLINE SLWN3/8ZN
CRSE148 | 0 | 0 | LK | 1/2" ERC CONDULET |  |  |  | APPN ERC 1/2 | C CONDULETS | P | 42.22 | 42.22 | 42.22 | 0 | 0 | 44.75 | EA | CRSE148 | BAQ0113
FUR703 | 0 | 0 | LK | 75 AMP FUSETRON, 600V |  |  |  | LTF FLS-R075-ID (5/box) | FUSETRONS, 600 VOLT | P | 72.87 | 87.44 | 72.87 | 72.87 | 78.7 | 77.24 | EA | FUR703 | HAC6075
BRKS410 | 113.35 | 138.12 | LK | 100A 120/240V 20 CIRCUIT | SIEMANS LOAD CENTER |  |  | ITE PW2020MB1100CU |  | P | 192.11 | 250.53 | 192.11 | 0 | 189 | 224 | EA | BRKS410 | IAA1102
BRKS410 | 113.35 | 138.12 | LK | 100A 120/240V 20 CIRCUIT | SIEMANS LOAD CENTER |  |  | ITE PW2020MB1100CU |  | P | 192.11 | 250.53 | 192.11 | 0 | 189 | 224 | EA | BRKS410 | SIEMANS PW2020B1100CU
BRKS410 | 113.35 | 138.12 | LK | 100A 120/240V 20 CIRCUIT | SIEMANS LOAD CENTER |  |  | ITE PW2020MB1100CU |  | P | 192.11 | 250.53 | 192.11 | 0 | 189 | 224 | EA | BRKS410 | SIEMANS PW2020MB1100CU
XIAA1200 | 23.73 | 27.91 | LK | LOADCENTER 125A 4-8CIR OUTDOOR |  |  |  | ITE W0408ML1125CU |  | P | 41.51 | 41.51 | 41.51 | 0 | 50.24 | 0 | EA | XIAA1200 | IAA1200
XIAA1202 | 39.5 | 46.48 | LK | LOADCENTER 125A 8-16CIR | OUTDOOR |  |  | ITE W0816ML1125CU |  | P | 81.42 | 81.42 | 81.42 | 0 | 0 | 0 | EA | XIAA1202 | IAA1202
LUG600 | 0 | 0 | LK | GROUND BAR LUG |  |  |  | ITE ECGB10 | GROUND BAR LUG | P | 7.91 | 9.5 | 7.91 | 7.91 | 8.54 | 9.88 | EA | LUG600 | IAB0001
LUG602 | 0 | 4.22 | LK | GROUND BAR LUG COLLAR STRAP |  |  |  | ITE ECCS1 | GROUND BAR LUG | P | 2.97 | 3.56 | 2.97 | 2.97 | 3.21 | 3.15 | EA | LUG602 | IAB0002
BRKS100 | 82.75 | 5.3039 | LK | 15 AMP 120V SP SIEMENS | CIRCUIT BRKR |  |  | ITE Q115 (12/box) | SP - 120 VOLT SIEMENS BREAKER | P | 19.34 | 23.21 | 19.34 | 15.47 | 10.53 | 18.7 | EA | BRKS100 | IAD0115
BRKS102 | 4.15 | 4.6782 | LK | BRKR 20A SP |  |  |  | ITE Q120 (12/box) | SP - 120 VOLT SIEMENS BREAKER | P | 18.7 | 22.44 | 18.7 | 14.96 | 7.02 | 18.7 | EA | BRKS102 | IAD0120
BRKS102 | 4.15 | 4.6782 | LK | BRKR 20A SP |  |  |  | ITE Q120 (12/box) | SP - 120 VOLT SIEMENS BREAKER | P | 18.7 | 22.44 | 18.7 | 14.96 | 7.02 | 18.7 | EA | BRKS102 | XLK924
BRKS252 | 0 | 122.2089 | LK | BRKR 20A SP GFCI |  |  |  | ITE QE 120 | SIEMENS GROUND FAULT BREAKERS | P | 198.77 | 238.52 | 198.77 | 198.77 | 227.18 | 222.97 | EA | BRKS252 | IAD0121
BRKS252 | 0 | 122.2089 | LK | BRKR 20A SP GFCI |  |  |  | ITE QE 120 | SIEMENS GROUND FAULT BREAKERS | P | 198.77 | 238.52 | 198.77 | 198.77 | 227.18 | 222.97 | EA | BRKS252 | XLK238
BRKS280 | 0 | 40.858 | LK | BRKR 20A SP GFCI |  |  |  | ITE QF120 | SIEMENS GROUND FAULT BREAKERS | P | 65.9 | 65.9 | 65.9 | 0 | 78.39 | 78.39 | EA | BRKS280 | IAD0122
BRKS280 | 0 | 40.858 | LK | BRKR 20A SP GFCI |  |  |  | ITE QF120 | SIEMENS GROUND FAULT BREAKERS | P | 65.9 | 65.9 | 65.9 | 0 | 78.39 | 78.39 | EA | BRKS280 | XLK238
BRKS254 | 0 | 0 | LK | BRKR 30A SP GRD FAULT | 1P EQUIP |  |  | ITE QE130 | SIEMENS GROUND FAULT BREAKERS | P | 204.44 | 245.33 | 204.44 | 204.44 | 204.44 | 235.11 | EA | BRKS254 | IAD0131
XIAD0220 | 0 | 0 | LK | BREAKER 20A DP |  |  |  | DON'T USE THIS NUMBER |  | P | 14.24 | 14.24 | 14.24 | 0 | 0 | 0 | EA | XIAD0220 | IAD0220
BRKS202 | 8.9 | 10.13 | LK | BRKR 30A DP |  |  |  | ITE Q230 2P (6/box) | DP - 240 VOLT SIEMENS BREAKER | P | 41.44 | 49.73 | 41.44 | 33.15 | 15.66 | 45.45 | EA | BRKS202 | IAD0230
BRKS202 | 8.9 | 10.13 | LK | BRKR 30A DP |  |  |  | ITE Q230 2P (6/box) | DP - 240 VOLT SIEMENS BREAKER | P | 41.44 | 49.73 | 41.44 | 33.15 | 15.66 | 45.45 | EA | BRKS202 | XLK343
BRKS204 | 8.9 | 10.3447 | LK | BRKR 40A DP |  |  |  | ITE Q240 | DP - 240 VOLT SIEMENS BREAKER | P | 41.44 | 49.73 | 41.44 | 33.15 | 35.8 | 45.45 | EA | BRKS204 | IAD0240
BRKS204 | 8.9 | 10.3447 | LK | BRKR 40A DP |  |  |  | ITE Q240 | DP - 240 VOLT SIEMENS BREAKER | P | 41.44 | 49.73 | 41.44 | 33.15 | 35.8 | 45.45 | EA | BRKS204 | XLK925
BRKS206 | 8.9 | 10.41 | LK | 50A 240V SIEMENS BRKR |  |  |  | ITE Q250 | DP - 240 VOLT SIEMENS BREAKER | P | 41.44 | 49.73 | 41.44 | 33.15 | 15.66 | 45.45 | EA | BRKS206 | IAD0250
BRKS206 | 8.9 | 10.41 | LK | 50A 240V SIEMENS BRKR |  |  |  | ITE Q250 | DP - 240 VOLT SIEMENS BREAKER | P | 41.44 | 49.73 | 41.44 | 33.15 | 15.66 | 45.45 | EA | BRKS206 | XLK218
BRKS206 | 8.9 | 10.41 | LK | 50A 240V SIEMENS BRKR |  |  |  | ITE Q250 | DP - 240 VOLT SIEMENS BREAKER | P | 41.44 | 49.73 | 41.44 | 33.15 | 15.66 | 45.45 | EA | BRKS206 | XLK573
BRKS208 | 8.9 | 10.1847 | LK | BRKR 60A DP |  |  |  | ITE Q260 | DP - 240 VOLT SIEMENS BREAKER | P | 41.44 | 49.73 | 41.44 | 33.15 | 15.66 | 45.45 | EA | BRKS208 | IAD0260
BRKS208 | 8.9 | 10.1847 | LK | BRKR 60A DP |  |  |  | ITE Q260 | DP - 240 VOLT SIEMENS BREAKER | P | 41.44 | 49.73 | 41.44 | 33.15 | 15.66 | 45.45 | EA | BRKS208 | XLK537
BRKS216 | 30.45 | 36.66 | LK | BRKR 100A DP |  |  |  | ITE Q2100 | DP - 240 VOLT SIEMENS BREAKER | P | 121.98 | 146.37 | 121.98 | 97.58 | 105.39 | 121.98 | EA | BRKS216 | IAD2100
BRKS216 | 30.45 | 36.66 | LK | BRKR 100A DP |  |  |  | ITE Q2100 | DP - 240 VOLT SIEMENS BREAKER | P | 121.98 | 146.37 | 121.98 | 97.58 | 105.39 | 121.98 | EA | BRKS216 | XLK481
SWTS600 | 0 | 128.26 | LK | 60A 240V NON-FUSED SFTY SWITCH | NEMA 3R 1PH |  |  | ITE LNF222R/WNFC2060 | SIEMENS DISCONNECT SWITCHES | P | 51.11 | 61.33 | 51.11 | 51.11 | 167.56 | 167.56 | EA | SWTS600 | AIR CONDITIONER
SWTS600 | 0 | 128.26 | LK | 60A 240V NON-FUSED SFTY SWITCH | NEMA 3R 1PH |  |  | ITE LNF222R/WNFC2060 | SIEMENS DISCONNECT SWITCHES | P | 51.11 | 61.33 | 51.11 | 51.11 | 167.56 | 167.56 | EA | SWTS600 | DISCONNECT SWITCH
SWTS600 | 0 | 128.26 | LK | 60A 240V NON-FUSED SFTY SWITCH | NEMA 3R 1PH |  |  | ITE LNF222R/WNFC2060 | SIEMENS DISCONNECT SWITCHES | P | 51.11 | 61.33 | 51.11 | 51.11 | 167.56 | 167.56 | EA | SWTS600 | FURNAS
SWTS600 | 0 | 128.26 | LK | 60A 240V NON-FUSED SFTY SWITCH | NEMA 3R 1PH |  |  | ITE LNF222R/WNFC2060 | SIEMENS DISCONNECT SWITCHES | P | 51.11 | 61.33 | 51.11 | 51.11 | 167.56 | 167.56 | EA | SWTS600 | GENERAL DUTY
SWTS600 | 0 | 128.26 | LK | 60A 240V NON-FUSED SFTY SWITCH | NEMA 3R 1PH |  |  | ITE LNF222R/WNFC2060 | SIEMENS DISCONNECT SWITCHES | P | 51.11 | 61.33 | 51.11 | 51.11 | 167.56 | 167.56 | EA | SWTS600 | IAE2062
SWTS600 | 0 | 128.26 | LK | 60A 240V NON-FUSED SFTY SWITCH | NEMA 3R 1PH |  |  | ITE LNF222R/WNFC2060 | SIEMENS DISCONNECT SWITCHES | P | 51.11 | 61.33 | 51.11 | 51.11 | 167.56 | 167.56 | EA | SWTS600 | SAFETY SWITCH
SWTS600 | 0 | 128.26 | LK | 60A 240V NON-FUSED SFTY SWITCH | NEMA 3R 1PH |  |  | ITE LNF222R/WNFC2060 | SIEMENS DISCONNECT SWITCHES | P | 51.11 | 61.33 | 51.11 | 51.11 | 167.56 | 167.56 | EA | SWTS600 | SIEMANS/ITE LNF222R
SWTS600 | 0 | 128.26 | LK | 60A 240V NON-FUSED SFTY SWITCH | NEMA 3R 1PH |  |  | ITE LNF222R/WNFC2060 | SIEMENS DISCONNECT SWITCHES | P | 51.11 | 61.33 | 51.11 | 51.11 | 167.56 | 167.56 | EA | SWTS600 | SPECIAL APPLICATION
SWTS600 | 0 | 128.26 | LK | 60A 240V NON-FUSED SFTY SWITCH | NEMA 3R 1PH |  |  | ITE LNF222R/WNFC2060 | SIEMENS DISCONNECT SWITCHES | P | 51.11 | 61.33 | 51.11 | 51.11 | 167.56 | 167.56 | EA | SWTS600 | XLK1150
SWTS650 | 0 | 41.32 | LK | 60/100A NEUTRAL KIT SIEMANS |  |  |  | SIEMANS/ITE HN623 | SIEMENS NEUTRAL KITS | P | 94.04 | 112.84 | 94.04 | 94.04 | 101.56 | 101.56 | EA | SWTS650 | 100A GD
SWTS650 | 0 | 41.32 | LK | 60/100A NEUTRAL KIT SIEMANS |  |  |  | SIEMANS/ITE HN623 | SIEMENS NEUTRAL KITS | P | 94.04 | 112.84 | 94.04 | 94.04 | 101.56 | 101.56 | EA | SWTS650 | 30A HD
SWTS650 | 0 | 41.32 | LK | 60/100A NEUTRAL KIT SIEMANS |  |  |  | SIEMANS/ITE HN623 | SIEMENS NEUTRAL KITS | P | 94.04 | 112.84 | 94.04 | 94.04 | 101.56 | 101.56 | EA | SWTS650 | 60A HD
SWTS650 | 0 | 41.32 | LK | 60/100A NEUTRAL KIT SIEMANS |  |  |  | SIEMANS/ITE HN623 | SIEMENS NEUTRAL KITS | P | 94.04 | 112.84 | 94.04 | 94.04 | 101.56 | 101.56 | EA | SWTS650 | FURNAS
SWTS650 | 0 | 41.32 | LK | 60/100A NEUTRAL KIT SIEMANS |  |  |  | SIEMANS/ITE HN623 | SIEMENS NEUTRAL KITS | P | 94.04 | 112.84 | 94.04 | 94.04 | 101.56 | 101.56 | EA | SWTS650 | IAF0001
SWTS650 | 0 | 41.32 | LK | 60/100A NEUTRAL KIT SIEMANS |  |  |  | SIEMANS/ITE HN623 | SIEMENS NEUTRAL KITS | P | 94.04 | 112.84 | 94.04 | 94.04 | 101.56 | 101.56 | EA | SWTS650 | SIEMANS/ITE HN612
SWTS652 | 0 | 52.42 | LK | 200A NEUTRAL KIT SIEMANS |  |  |  | SIEMANS/ITE HN64 | SIEMENS NEUTRAL KITS | P | 85.23 | 102.28 | 85.23 | 85.23 | 92.05 | 92.05 | EA | SWTS652 | FURNAS
SWTS652 | 0 | 52.42 | LK | 200A NEUTRAL KIT SIEMANS |  |  |  | SIEMANS/ITE HN64 | SIEMENS NEUTRAL KITS | P | 85.23 | 102.28 | 85.23 | 85.23 | 92.05 | 92.05 | EA | SWTS652 | IAF0002
SWTS652 | 0 | 52.42 | LK | 200A NEUTRAL KIT SIEMANS |  |  |  | SIEMANS/ITE HN64 | SIEMENS NEUTRAL KITS | P | 85.23 | 102.28 | 85.23 | 85.23 | 92.05 | 92.05 | EA | SWTS652 | SIEMANS/ITE HN64
BRKQ050 | 0 | 11.942 | LK | SP 20A HOMELINE BREAKER |  |  |  | SQD HOM120 | SP - 120 VOLT SQD | P | 7.21 | 6.49 | 7.21 | 8.66 | 23.5 | 23.5 | EA | BRKQ050 | IAI0121
HETA180 | 0 | 15.8605 | LK | OVERLOAD HEATER |  |  |  |  | OVERLOAD HEATERS | P | 30.25 | 36.3 | 29.63 | 0 | 32.67 | 33.66 | EA | HETA180 | JAA0000
HETA180 | 0 | 15.8605 | LK | OVERLOAD HEATER |  |  |  |  | OVERLOAD HEATERS | P | 30.25 | 36.3 | 29.63 | 0 | 32.67 | 33.66 | EA | HETA180 | XLK135
HETA180 | 0 | 15.8605 | LK | OVERLOAD HEATER |  |  |  |  | OVERLOAD HEATERS | P | 30.25 | 36.3 | 29.63 | 0 | 32.67 | 33.66 | EA | HETA180 | XLK920
COIA120 | 0 | 0 | LK | COIL OPERATING SIZE 2 480V |  |  |  | ALB CC273 | ALLEN BRADLEY COILS | P | 190.99 | 229.19 | 166.08 | 166.08 | 179.37 | 202.45 | EA | COIA120 | JAA0203
PANA100 | 0 | 444.36 | LK | ALLEN BRADLEY SIZE 1 | PUMP PANEL |  |  | ALB 1232X-BNB-24R | ALLEN BRADLEY CONTROL PANEL | P | 1048.71 | 1258.45 | 911.92 | 911.92 | 984.87 | 1111.63 | EA | PANA100 | JAA1201
PANA102 | 532.28 | 961.24 | LK | ALLEN BRADLEY SIZE 2 | PUMP PANEL |  |  | ALB 1232X-CNB-25R | ALLEN BRADLEY CONTROL PANEL | P | 1437.05 | 1724.46 | 1249.61 | 1249.61 | 1349.58 | 1523.27 | EA | PANA102 | JAA1202
PANA104 | 0 | 1098.36 | LK | ALLEN BRADLEY SIZE 3 | PUMP PANEL |  |  | ALB 1232X-DNB-26R | ALLEN BRADLEY CONTROL PANEL | P | 1956.3 | 2347.56 | 1701.13 | 1701.13 | 1837.22 | 2073.68 | EA | PANA104 | JAA1203
BOX500 | 0 | 62.28 | LK | PUSHBUTTON ENCL 1H DIECAST |  |  |  | SQ D 9001KY1/AB 800T1TZ | PUSH BUTTON, SWITCH BOXES | P | 143 | 171.6 | 143 | 148.77 | 160.67 | 205.3 | EA | BOX500 | ALLEN BRADLEY 800T1TZ
BOX500 | 0 | 62.28 | LK | PUSHBUTTON ENCL 1H DIECAST |  |  |  | SQ D 9001KY1/AB 800T1TZ | PUSH BUTTON, SWITCH BOXES | P | 143 | 171.6 | 143 | 148.77 | 160.67 | 205.3 | EA | BOX500 | JAA8012
BOX500 | 0 | 62.28 | LK | PUSHBUTTON ENCL 1H DIECAST |  |  |  | SQ D 9001KY1/AB 800T1TZ | PUSH BUTTON, SWITCH BOXES | P | 143 | 171.6 | 143 | 148.77 | 160.67 | 205.3 | EA | BOX500 | SQUARE D 9001KY1
BOX500 | 0 | 62.28 | LK | PUSHBUTTON ENCL 1H DIECAST |  |  |  | SQ D 9001KY1/AB 800T1TZ | PUSH BUTTON, SWITCH BOXES | P | 143 | 171.6 | 143 | 148.77 | 160.67 | 205.3 | EA | BOX500 | WEATHER PROOF
OPEA108 | 0 | 0 | LK | PUSH BUTTON SELECTOR SWITCH 3P |  |  |  | AUTO GCX3330-22 | OPERATORS, ALLEN BRADLEY | P | 21.75 | 26.1 | 21.75 | 21.75 | 23.49 | 23.49 | EA | OPEA108 | JAA8028
OPEA116 | 0 | 6.64 | LK | CAP PUSH BUTTON PILOT LIGHT | RED |  |  | ALB 800T-N26R | OPERATORS, ALLEN BRADLEY | P | 9.84 | 11.81 | 9.84 | 9.84 | 10.63 | 23.7 | EA | OPEA116 | JAA8036
OPEA116 | 0 | 6.64 | LK | CAP PUSH BUTTON PILOT LIGHT | RED |  |  | ALB 800T-N26R | OPERATORS, ALLEN BRADLEY | P | 9.84 | 11.81 | 9.84 | 9.84 | 10.63 | 23.7 | EA | OPEA116 | XLK473
OPEA118 | 3.16 | 3.68 | LK | NAMEPLATE ON/OFF |  |  |  | ALB 800T-X529 | OPERATORS, ALLEN BRADLEY | P | 7.56 | 9.07 | 7.56 | 7.56 | 8.16 | 8.16 | EA | OPEA118 | JAA8040
OPEA122 | 0 | 3.68 | LK | NAMEPLATE HAND-OFF AUTO |  |  |  | ALB 800T-X511 | OPERATORS, ALLEN BRADLEY | P | 7.68 | 9.22 | 7.68 | 7.68 | 8.29 | 8.29 | EA | OPEA122 | JAA8042
XJAA8043 | 3.16 | 3.16 | LK | NAMEPLATE HAND-OFF AUTO | EXPL/PRF |  |  | ALB 800H-Y11 |  | P | 7.05 | 7.05 | 7.05 | 0 | 7.61 | 0 | EA | XJAA8043 | JAA8043
OPEA124 | 0 | 3.68 | LK | NAMEPLATE RESET |  |  |  | ALB 800T-X538 | OPERATORS, ALLEN BRADLEY | P | 7.56 | 9.07 | 7.56 | 7.56 | 9.23 | 9.23 | EA | OPEA124 | JAA8044
REL580 | 135 | 59.75 | LK | IDEC SOLID STATE TIME | DELAY RELAY #RTE-P1AF20 |  |  | don't order ALB 700-HT12BU120 | TIME DELAY RELAYS | P | 63.26 | 75.91 | 55.01 | 49.51 | 0 | 265.35 | EA | REL580 | JAB0050
REL580 | 135 | 59.75 | LK | IDEC SOLID STATE TIME | DELAY RELAY #RTE-P1AF20 |  |  | don't order ALB 700-HT12BU120 | TIME DELAY RELAYS | P | 63.26 | 75.91 | 55.01 | 49.51 | 0 | 265.35 | EA | REL580 | RE580
REL302 | 4.8 | 10.69 | LK | 5-BLADE SPDT RELAY |  |  |  | AUTO 781-1C-120A | RELAY (GENERAL PURPOSE) | P | 13.12 | 15.74 | 13.12 | 10.5 | 9.18 | 13.12 | EA | REL302 | AUTO 781-1C-120A
REL302 | 4.8 | 10.69 | LK | 5-BLADE SPDT RELAY |  |  |  | AUTO 781-1C-120A | RELAY (GENERAL PURPOSE) | P | 13.12 | 15.74 | 13.12 | 10.5 | 9.18 | 13.12 | EA | REL302 | JAB0101
REL302 | 4.8 | 10.69 | LK | 5-BLADE SPDT RELAY |  |  |  | AUTO 781-1C-120A | RELAY (GENERAL PURPOSE) | P | 13.12 | 15.74 | 13.12 | 10.5 | 9.18 | 13.12 | EA | REL302 | RE294
REL302 | 4.8 | 10.69 | LK | 5-BLADE SPDT RELAY |  |  |  | AUTO 781-1C-120A | RELAY (GENERAL PURPOSE) | P | 13.12 | 15.74 | 13.12 | 10.5 | 9.18 | 13.12 | EA | REL302 | RH1BUAC120
REL350 | 0 | 0 | LK | RELAY BUTTON PUSH 15A 24VDC |  |  |  | AUTO 782-2C-24D | BLADE TYPE RELAYS | P | 8.41 | 10.09 | 8.41 | 8.41 | 9.08 | 9.08 | EA | REL350 | JAB0200
SOK504 | 0 | 0 | LK | RELAY BASE |  |  |  | AUTO 782-2C-SKT | RELAY SOCKETS | P | 6.27 | 7.52 | 6.27 | 6.27 | 6.77 | 6.78 | EA | SOK504 | JAB0210
SOK500 | 3.27 | 3.5335 | LK | RELAY BASE 8 PIN |  |  |  | ALB 700-HN125 (10/box) | RELAY SOCKETS | P | 7.96 | 9.55 | 6.92 | 5.88 | 15.77 | 15.77 | EA | SOK500 | EL169
SOK500 | 3.27 | 3.5335 | LK | RELAY BASE 8 PIN |  |  |  | ALB 700-HN125 (10/box) | RELAY SOCKETS | P | 7.96 | 9.55 | 6.92 | 5.88 | 15.77 | 15.77 | EA | SOK500 | JAB7011
SOK500 | 3.27 | 3.5335 | LK | RELAY BASE 8 PIN |  |  |  | ALB 700-HN125 (10/box) | RELAY SOCKETS | P | 7.96 | 9.55 | 6.92 | 5.88 | 15.77 | 15.77 | EA | SOK500 | SO500
SOK500 | 3.27 | 3.5335 | LK | RELAY BASE 8 PIN |  |  |  | ALB 700-HN125 (10/box) | RELAY SOCKETS | P | 7.96 | 9.55 | 6.92 | 5.88 | 15.77 | 15.77 | EA | SOK500 | XLK1113
SOK502 | 0 | 7.53 | LK | 11PIN RELAY SOCKET |  |  |  | ALB 700-HN126 | RELAY SOCKETS | P | 12.82 | 15.38 | 11.15 | 9.48 | 11.54 | 17.17 | EA | SOK502 | ALLEN BRADLEY 700-HN126
SOK502 | 0 | 7.53 | LK | 11PIN RELAY SOCKET |  |  |  | ALB 700-HN126 | RELAY SOCKETS | P | 12.82 | 15.38 | 11.15 | 9.48 | 11.54 | 17.17 | EA | SOK502 | JAB7030
SOK502 | 0 | 7.53 | LK | 11PIN RELAY SOCKET |  |  |  | ALB 700-HN126 | RELAY SOCKETS | P | 12.82 | 15.38 | 11.15 | 9.48 | 11.54 | 17.17 | EA | SOK502 | SO502
SOK502 | 0 | 7.53 | LK | 11PIN RELAY SOCKET |  |  |  | ALB 700-HN126 | RELAY SOCKETS | P | 12.82 | 15.38 | 11.15 | 9.48 | 11.54 | 17.17 | EA | SOK502 | SQUARE D 8501NR62
SOK502 | 0 | 7.53 | LK | 11PIN RELAY SOCKET |  |  |  | ALB 700-HN126 | RELAY SOCKETS | P | 12.82 | 15.38 | 11.15 | 9.48 | 11.54 | 17.17 | EA | SOK502 | SR3P06
SOK502 | 0 | 7.53 | LK | 11PIN RELAY SOCKET |  |  |  | ALB 700-HN126 | RELAY SOCKETS | P | 12.82 | 15.38 | 11.15 | 9.48 | 11.54 | 17.17 | EA | SOK502 | XLK1222
XJAB7041 | 4.52 | 5.4757 | LK | RELAY BASE 11 BLADE |  |  |  | ALB 700-HN154 |  | P | 14.79 | 14.79 | 14.79 | 0 | 0 | 0 | EA | XJAB7041 | JAB7041
RELA104 | 0 | 0 | LK | RELAY 8 PIN 120VAC |  |  |  | ALB 700-HA32A1 | RELAYS, ALLEN BRADLEY | P | 27.6 | 33.12 | 27.6 | 27.6 | 29.81 | 29.81 | EA | RELA104 | JAB7110
RELA106 | 0 | 0 | LK | RELAY 8 PIN 12VDC |  |  |  | ALB 700-HA32Z12 | RELAYS, ALLEN BRADLEY | P | 26.63 | 31.95 | 26.63 | 26.63 | 28.76 | 28.76 | EA | RELA106 | JAB7115
RELA108 | 0 | 13.73 | LK | RELAY 8 PIN 24VAC |  |  |  | ALB 700-HA32A24 | RELAYS, ALLEN BRADLEY | P | 26.05 | 31.26 | 26.05 | 26.05 | 28.13 | 27.61 | EA | RELA108 | JAB7120
RELA110 | 0 | 17.24 | LK | RELAY 8 PIN 24VDC |  |  |  | ALB 700-HA32Z24 | RELAYS, ALLEN BRADLEY | P | 27 | 32.4 | 27 | 27 | 29.16 | 28.62 | EA | RELA110 | JAB7125
REL590 | 0 | 74.785 | LK | RELAY TIME ON DELAY 8PIN |  |  |  | ALB 700-HRM12TA17 | TIME DELAY RELAYS | P | 143.07 | 171.68 | 143.07 | 143.07 | 154.52 | 154.52 | EA | REL590 | JAB7310
REL360 | 0 | 57.92 | LK | 11 BLADE 24V AC LATCHING RELAY |  |  |  | ALB 700-HJ32A24 | BLADE TYPE RELAYS | P | 83.55 | 83.55 | 83.55 | 0 | 112.59 | 112.59 | EA | REL360 | JAB7510
TERA100 | 41.14 | 0.06 | LK | MARKING LABEL #1-50 |  |  |  | AUTO DN-L50 (500/pkg #1-50) | ALLEN BRADLEY TERMINALS | P | 0.14 | 0.17 | 0.14 | 0.14 | 0.15 | 0.17 | EA | TERA100 | JAC0098
TERA102 | 0 | 0 | LK | MARKING STRIPS FOR TERMS |  |  |  | ALB 1492-N5 (20/pkg) | ALLEN BRADLEY TERMINALS | P | 15.96 | 19.15 | 15.96 | 15.96 | 17.24 | 17.24 | EA | TERA102 | JAC0100
RAI170 | 0 | 0 | LK | DIN RAIL RECEPTACLE |  |  |  | ALB 1492-REC15 | DIN RAIL | P | 29.37 | 35.24 | 29.37 | 29.37 | 31.72 | 31.13 | EA | RAI170 | JAC0102
TERA104 | 0 | 0 | LK | TERMINAL BLOCKS SAFETY BARRIER |  |  |  | MTL7787+ | ALLEN BRADLEY TERMINALS | P | 248.5 | 298.2 | 248.5 | 248.5 | 268.38 | 268.38 | EA | TERA104 | JAC1350
TERA106 | 0 | 0 | LK | TERMINAL BLOCK 30A 600V BLUE | 2 LEVEL |  |  | AUTO DN-D10B-A (50/box) | ALLEN BRADLEY TERMINALS | P | 2.5 | 3 | 2.5 | 2.5 | 2.7 | 2.7 | EA | TERA106 | JAC1393
TERA108 | 0 | 0 | LK | TERMINAL BLOCK 30A 600V BLACK |  |  |  | AUTO DN-T10BLK-A (100/box) | ALLEN BRADLEY TERMINALS | P | 1.28 | 1.53 | 1.28 | 1.28 | 1.38 | 1.38 | EA | TERA108 | JAC1398
TERA090 | 0 | 0 | LK | TERMINAL BLOCK 30A YELLOW |  |  |  | AUTO DN-T10YEL-A (100/box) | ALLEN BRADLEY TERMINALS | P | 0.72 | 0.86 | 0.72 | 0.72 | 0.78 | 0.78 | EA | TERA090 | JAC1399
TERA110 | 0 | 11.5132 | LK | TERMINAL BLOCK 8A 600V FUSE | HOLDER W/LED |  |  | AUTO DN-F6L110 (10/box) | ALLEN BRADLEY TERMINALS | P | 8.5 | 10.2 | 8.5 | 8.5 | 9.18 | 13.23 | EA | TERA110 | EL004
TERA110 | 0 | 11.5132 | LK | TERMINAL BLOCK 8A 600V FUSE | HOLDER W/LED |  |  | AUTO DN-F6L110 (10/box) | ALLEN BRADLEY TERMINALS | P | 8.5 | 10.2 | 8.5 | 8.5 | 9.18 | 13.23 | EA | TERA110 | JAC1400
TERA098 | 0 | 0 | LK | TERMINAL BLOCK 30A GRAY |  |  |  | ALB 1492-J4 | ALLEN BRADLEY TERMINALS | P | 1.91 | 2.3 | 1.91 | 1.91 | 1.17 | 2.55 | EA | TERA098 | ALLEN BRADLEY 1492-J4 GREY
TERA098 | 0 | 0 | LK | TERMINAL BLOCK 30A GRAY |  |  |  | ALB 1492-J4 | ALLEN BRADLEY TERMINALS | P | 1.91 | 2.3 | 1.91 | 1.91 | 1.17 | 2.55 | EA | TERA098 | ALLEN BRADLEY 1492-J4-B BLUE
TERA098 | 0 | 0 | LK | TERMINAL BLOCK 30A GRAY |  |  |  | ALB 1492-J4 | ALLEN BRADLEY TERMINALS | P | 1.91 | 2.3 | 1.91 | 1.91 | 1.17 | 2.55 | EA | TERA098 | ALLEN BRADLEY 1492-J4-BL BLA
TERA098 | 0 | 0 | LK | TERMINAL BLOCK 30A GRAY |  |  |  | ALB 1492-J4 | ALLEN BRADLEY TERMINALS | P | 1.91 | 2.3 | 1.91 | 1.91 | 1.17 | 2.55 | EA | TERA098 | ALLEN BRADLEY 1492-J4-BR BRO
TERA098 | 0 | 0 | LK | TERMINAL BLOCK 30A GRAY |  |  |  | ALB 1492-J4 | ALLEN BRADLEY TERMINALS | P | 1.91 | 2.3 | 1.91 | 1.91 | 1.17 | 2.55 | EA | TERA098 | ALLEN BRADLEY 1492-J4-G GREE
TERA098 | 0 | 0 | LK | TERMINAL BLOCK 30A GRAY |  |  |  | ALB 1492-J4 | ALLEN BRADLEY TERMINALS | P | 1.91 | 2.3 | 1.91 | 1.91 | 1.17 | 2.55 | EA | TERA098 | ALLEN BRADLEY 1492-J4-OR ORA
TERA098 | 0 | 0 | LK | TERMINAL BLOCK 30A GRAY |  |  |  | ALB 1492-J4 | ALLEN BRADLEY TERMINALS | P | 1.91 | 2.3 | 1.91 | 1.91 | 1.17 | 2.55 | EA | TERA098 | ALLEN BRADLEY 1492-J4-RE RED
TERA098 | 0 | 0 | LK | TERMINAL BLOCK 30A GRAY |  |  |  | ALB 1492-J4 | ALLEN BRADLEY TERMINALS | P | 1.91 | 2.3 | 1.91 | 1.91 | 1.17 | 2.55 | EA | TERA098 | ALLEN BRADLEY 1492-J4-V VIOL
TERA098 | 0 | 0 | LK | TERMINAL BLOCK 30A GRAY |  |  |  | ALB 1492-J4 | ALLEN BRADLEY TERMINALS | P | 1.91 | 2.3 | 1.91 | 1.91 | 1.17 | 2.55 | EA | TERA098 | ALLEN BRADLEY 1492-J4-W WHIT
TERA098 | 0 | 0 | LK | TERMINAL BLOCK 30A GRAY |  |  |  | ALB 1492-J4 | ALLEN BRADLEY TERMINALS | P | 1.91 | 2.3 | 1.91 | 1.91 | 1.17 | 2.55 | EA | TERA098 | ALLEN BRADLEY 1492-J4-Y YELL
TERA098 | 0 | 0 | LK | TERMINAL BLOCK 30A GRAY |  |  |  | ALB 1492-J4 | ALLEN BRADLEY TERMINALS | P | 1.91 | 2.3 | 1.91 | 1.91 | 1.17 | 2.55 | EA | TERA098 | EL003
TERA098 | 0 | 0 | LK | TERMINAL BLOCK 30A GRAY |  |  |  | ALB 1492-J4 | ALLEN BRADLEY TERMINALS | P | 1.91 | 2.3 | 1.91 | 1.91 | 1.17 | 2.55 | EA | TERA098 | JAC1403
TERA096 | 0 | 0 | LK | TERMINAL BLOCK 30A GREEN |  |  |  | AUTO DN-T10GRN-A (100/box) | ALLEN BRADLEY TERMINALS | P | 1.08 | 1.3 | 1.08 | 1.08 | 1.17 | 1.17 | EA | TERA096 | JAC1407
TERA092 | 0 | 0 | LK | TERMINAL BLOCK 30A WHITE |  |  |  | AUTO DN-T10W-A (100/box) | ALLEN BRADLEY TERMINALS | P | 0.72 | 0.86 | 0.72 | 0.72 | 0.78 | 0.78 | EA | TERA092 | JAC1408
TERA094 | 0 | 0 | LK | TERMINAL BLOCK 30A RED |  |  |  | AUTO DN-T10RED-A (100/box) | ALLEN BRADLEY TERMINALS | P | 1.08 | 1.3 | 1.08 | 1.08 | 1.17 | 1.17 | EA | TERA094 | JAC1409
TERA124 | 0 | 0.89 | LK | END ANCHOR |  |  |  | AUTO DN-EB35 (50/box) | ALLEN BRADLEY TERMINALS | P | 1.6 | 1.92 | 1.6 | 1.6 | 1.73 | 3.89 | EA | TERA124 | JAC1422
TERA126 | 0 | 0 | LK | END COVER |  |  |  | AUTO DN-EC1210 (100/box) | ALLEN BRADLEY TERMINALS | P | 0.62 | 0.74 | 0.62 | 0.62 | 0.67 | 0.67 | EA | TERA126 | JAC1423
TERA128 | 0 | 0 | LK | END COVER |  |  |  | AUTO DN-DEC10 (50/box) | ALLEN BRADLEY TERMINALS | P | 0.9 | 1.08 | 0.9 | 0.9 | 0.97 | 1.13 | EA | TERA128 | JAC1424
TERA130 | 0 | 0 | LK | JUMPER SIDE 10 POLE |  |  |  | ALB 1492-SJ6-10 (10/bag) | ALLEN BRADLEY TERMINALS | P | 4.56 | 5.47 | 4.56 | 4.56 | 4.92 | 4.92 | EA | TERA130 | JAC1431
PLCA104 | 0 | 0 | LK | ANALOG 8PT INPUT |  |  |  | ALB 1746-NI8 | ALLEN BRADLEY PROGRAMMABLE CONTROLS | P | 1222.71 | 1467.26 | 1222.71 | 1222.71 | 1320.53 | 1948.41 | EA | PLCA104 | JAD0520
PLCA106 | 0 | 170.77 | LK | ANALOG 16PT 24VDC INPUT |  |  |  | ALB 1746-IB16 | ALLEN BRADLEY PROGRAMMABLE CONTROLS | P | 307.38 | 368.86 | 307.38 | 307.38 | 331.97 | 481.73 | EA | PLCA106 | JAD0521
PLCA110 | 0 | 0 | LK | ANALOG 16PT OUTPUT 10-250VAC |  |  |  | ALB 1746-OW16 | ALLEN BRADLEY PROGRAMMABLE CONTROLS | P | 523.26 | 627.91 | 523.26 | 523.26 | 565.12 | 565.12 | EA | PLCA110 | JAD0530
PLCA122 | 0 | 0 | LK | MICROLOGIX 1400 32PT |  |  |  | ALB 1766-L32BWA | ALLEN BRADLEY PROGRAMMABLE CONTROLS | P | 866.52 | 1039.82 | 866.52 | 866.52 | 935.84 | 1234.97 | EA | PLCA122 | JAD1401
PLCA130 | 0 | 0 | LK | MEMORY MODULE 1400 |  |  |  | ALB 1766-MM1 | ALLEN BRADLEY PROGRAMMABLE CONTROLS | P | 259.08 | 310.89 | 259.08 | 259.08 | 279.81 | 279.81 | EA | PLCA130 | JAD1440
PLCA132 | 0 | 0 | LK | MICROLOGIX PROCESSOR 1500 | 24VDC |  |  | ALB 1764-24BWA | ALLEN BRADLEY PROGRAMMABLE CONTROLS | P | 869.65 | 1043.58 | 807.54 | 807.54 | 872.14 | 1037.37 | EA | PLCA132 | ALLEN BRADLEY 1764-24BWA
PLCA132 | 0 | 0 | LK | MICROLOGIX PROCESSOR 1500 | 24VDC |  |  | ALB 1764-24BWA | ALLEN BRADLEY PROGRAMMABLE CONTROLS | P | 869.65 | 1043.58 | 807.54 | 807.54 | 872.14 | 1037.37 | EA | PLCA132 | JAD1501
PLCA134 | 0 | 0 | LK | PROCESSOR SLC500 |  |  |  | ALB 1764-LRP | ALLEN BRADLEY PROGRAMMABLE CONTROLS | P | 508.95 | 610.74 | 508.95 | 508.95 | 549.67 | 685.77 | EA | PLCA134 | JAD1510
TOU104 | 0 | 0 | LK | DATA ACCESS SCREEN |  |  |  | ALB 1764-DAT | TOUCHSCREENS | P | 230.14 | 276.17 | 230.14 | 230.14 | 248.55 | 248.55 | EA | TOU104 | JAD1580
PLCA150 | 0 | 0 | LK | CABLE 9PIN/8PIN 6 1/5 FOOT |  |  |  | ALB 1761-CBL-PM02 | ALLEN BRADLEY PROGRAMMABLE CONTROLS | P | 98.27 | 117.92 | 98.27 | 98.27 | 106.13 | 106.13 | EA | PLCA150 | JAD1770
PLCA154 | 0 | 0 | LK | CARD SLOT FILLER |  |  |  | ALB 1746-N2 | ALLEN BRADLEY PROGRAMMABLE CONTROLS | P | 35.6 | 42.71 | 35.6 | 35.6 | 38.45 | 38.45 | EA | PLCA154 | JAD1780
REM612 | 100.54 | 96.8206 | LK | SYMCOM 250A MOTOR SAVER | VOLTAGE MONITOR RELAY, 3 PH |  |  | SYM 250A 190-480VAC | VOLTAGE MONITOR RELAY, 3 PHASE | P | 182.07 | 218.48 | 182.07 | 182.07 | 253.8 | 253.8 | EA | REM612 | JAG0001
BAT104 | 0 | 0 | LK | UPS JUMP DRIVE 4GB |  |  |  | BOSS LEXAR LJDTT4GBASBNA | BATTERIES AND BATTERY BACK UP (UPS) | P | 17.57 | 17.57 | 17.57 | 0 | 18.98 | 17.57 | EA | BAT104 | JAH0100
TRC502 | 0 | 0 | LK | TRANSFORMER 120VA 120/24V |  |  |  | EDW 592 | 120-24 V CONTROL TRANSFS | P | 28.83 | 34.6 | 28.83 | 28.83 | 31.14 | 31.13 | EA | TRC502 | JAM0052
TRA112 | 0 | 0 | LK | PRESSURE TRANSMITTER 0-800PSI | W/SCREEN |  |  | ROSE 2088G3S22A1E5P0054M7 | TRANSMITTERS | P | 777.48 | 932.97 | 777.48 | 777.48 | 839.68 | 839.68 | EA | TRA112 | JAU0300
TRA114 | 0 | 333.9885 | LK | PRESSURE TRANSMITTER 0-4000PSI | W/SCREEN |  |  | ROSE 2088G4S22A1E5P0054M7 | TRANSMITTERS | P | 676.56 | 811.87 | 676.56 | 676.56 | 730.68 | 886.11 | EA | TRA114 | JAU0400
BOX454 | 8.3 | 13.6383 | LK | 240V 60A 1PH AC DISCONNECT |  |  |  | MID U065NA-1 | MIDWEST PWR OUTLET BOXES | P | 17.63 | 21.16 | 15.33 | 15.33 | 16.56 | 18.45 | EA | BOX454 | IAK0060
PHO610 | 0 | 16.79 | LK | PHOTO CONTROL 240/277V |  |  |  | HBL PBT-234 | PHOTOCELL | P | 35.97 | 43.16 | 35.97 | 35.97 | 38.85 | 38.13 | EA | PHO610 | KAB0005
TRP100 | 1035.63 | 1082.24 | LK | PANEL TRANS TLYENCL 1PH 5KVA |  |  |  | ACE PTO61150005LS | PANEL TRANS | P | 1282.46 | 1538.95 | 1282.46 | 1282.46 | 2014.2 | 2014.2 | EA | TRP100 | LAA0105
TRP102 | 0 | 1223.08 | LK | PANEL TRANS TLYENCL 1PH 10KVA |  |  |  | ACE PT061150010LS | PANEL TRANS | P | 1558.36 | 1870.04 | 1558.36 | 1558.36 | 2464.4 | 2464.4 | EA | TRP102 | LAA0110
TRP102 | 0 | 1223.08 | LK | PANEL TRANS TLYENCL 1PH 10KVA |  |  |  | ACE PT061150010LS | PANEL TRANS | P | 1558.36 | 1870.04 | 1558.36 | 1558.36 | 2464.4 | 2464.4 | EA | TRP102 | XLK349
TRP108 | 0 | 2151.8286 | LK | PANEL TRANS TLYENCL 1PH 25KVA |  |  |  | ACE PT061150025LS | PANEL TRANS | P | 2868.05 | 3441.66 | 2868.05 | 2868.05 | 5821.2 | 5390 | EA | TRP108 | LAA0125
TRP108 | 0 | 2151.8286 | LK | PANEL TRANS TLYENCL 1PH 25KVA |  |  |  | ACE PT061150025LS | PANEL TRANS | P | 2868.05 | 3441.66 | 2868.05 | 2868.05 | 5821.2 | 5390 | EA | TRP108 | XLK1221
SUR100 | 0 | 0 | LK | SURGE PROTECTOR TVSS |  |  |  | LEV 32277-DY3 | SURGE PROTECTORS | P | 467.12 | 560.54 | 467.12 | 467.12 | 504.49 | 504.49 | EA | SUR100 | LAC0050
SUR102 | 0 | 0 | LK | SURGE PROTECTOR |  |  |  | LEV 3800-DIN (10/box) | SURGE PROTECTORS | P | 70.06 | 84.07 | 70.06 | 70.06 | 75.66 | 75.66 | EA | SUR102 | LAC0100
POW102 | 0 | 0 | LK | POWER SUPPLY 2.5A 30W 12V |  |  |  | HEVI SDP2-12-100T | POWER SUPPLY | P | 166.26 | 199.51 | 166.26 | 166.26 | 179.56 | 179.56 | EA | POW102 | LAD1003
POW104 | 0 | 0 | LK | POWER SUPPLY 2.1A 100W 24V |  |  |  | ALB 1606-XLP50E | POWER SUPPLY | P | 221.99 | 266.38 | 221.99 | 221.99 | 239.75 | 239.75 | EA | POW104 | LAD1004
THM106 | 269.8 | 232.46 | LK | THERMOSTAT EXPL/PRF | SPECIALTY CONTROL |  |  | QMARK WR80EP | THERMOSTATS | P | 489.41 | 587.29 | 489.41 | 489.41 | 806.5 | 806.5 | EA | THM106 | NAE0000
TAH386 | 0 | 0 | LK | HEAT TAPE SELF REG 8W/120V |  |  |  | CHE 8BTV1-CT 1500R | SELF-LIMITING HEAT TAPE | P | 7.51 | 8.64 | 7.51 | 11.02 | 0 | 46.93 | FT | TAH386 | NAF0000
TAH386 | 0 | 0 | LK | HEAT TAPE SELF REG 8W/120V |  |  |  | CHE 8BTV1-CT 1500R | SELF-LIMITING HEAT TAPE | P | 7.51 | 8.64 | 7.51 | 11.02 | 0 | 46.93 | FT | TAH386 | TA386
HOS120 | 0 | 8.4 | LK | 10" HOSE CLAMPS |  |  |  | NAPA 705-1029 (10/box) | HOSE CLAMPS | P | 4.51 | 4.51 | 4.51 | 0 | 0 | 5.46 | EA | HOS120 | NAF0010
HOS140 | 0 | 0 | LK | 22" HOSE CLAMPS |  |  |  | NAPA 705-1032 (5/box) | HOSE CLAMPS | P | 4.32 | 4.32 | 4.32 | 0 | 0 | 4.58 | EA | HOS140 | NAF0022
HOS160 | 0 | 0 | LK | 40" HOSE CLAMPS |  |  |  | NAPA 705-1154 (5/box) | HOSE CLAMPS | P | 6.14 | 6.14 | 6.14 | 0 | 6.63 | 6.51 | EA | HOS160 | NAF0040
LAM164 | 0 | 1.4895 | LK | BULB ROUGH SERVICE FROST 100W |  |  |  | OSRA 100A21/VS-130V IF | LAMPS | P | 2.76 | 3.31 | 2.76 | 0 | 2.16 | 5.24 | EA | LAM164 | PAD2100
LAM352 | 0 | 0 | LK | BULB ROUGH SERVICE FROST 200W |  |  |  | OSRA 200A23/RS-130V (48/case) | LAMPS, INCANDESCENT | P | 31.38 | 37.66 | 22.33 | 22.33 | 24.12 | 33.26 | EA | LAM352 | PAD2200
ANC254 | 0 | 0 | LK | 1/4" X 2 1/4" CONCRETE ANCHOR |  |  |  | FAST (100/box)(27/lb) | ANCHORS | P | 2.58 | 3.1 | 2.24 | 2.02 | 2.18 | 2.58 | EA | ANC254 | QAC0001
ANC250 | 0.2312 | 0.2312 | LK | 1/4" X 1 1/4" CONCRETE ANCHO |  |  |  | FAST 50505 (100/box)(38/lb) | ANCHORS | P | 5.01 | 6.01 | 4.36 | 3.92 | 4.23 | 5.01 | EA | ANC250 | QAC0004
ANC252 | 0 | 0.227 | LK | 1/4" X 1 3/4" CONCRETE ANCH |  |  |  | DOTT 14H134 | ANCHORS | P | 0.81 | 0.81 | 0.81 | 0 | 4.23 | 0.9 | EA | ANC252 | QAC0005
ANC300 | 0 | 1.3383 | LK | 3/8" X 3" CONCRETE ANCHOR |  |  |  | TRUBOLT (100/box)(9/lb) | ANCHORS | P | 2.14 | 2.57 | 1.86 | 1.68 | 3.51 | 3.86 | EA | ANC300 | QAC0008
ANC328 | 0 | 2.36 | LK | 1/2" X 5 1/2" CONCRETE ANCHOR |  |  |  | FAST 52012 (25/box)(5/lb) | ANCHORS | P | 3.25 | 3.89 | 2.82 | 2.54 | 4.25 | 3.25 | EA | ANC328 | QAC0010
BOL144 | 0 | 0 | LK | 1/2" X 2" COURSE THREAD | HEX-HEAD BOLT |  |  | BAKER MTL GRADE 5 (9/LB) | COURSE THREAD BOLTS | P | 1.17 | 1.4 | 1.17 | 0.66 | 0.66 | 1.86 | EA | BOL144 | QAC0506
WAF898 | 0 | 0.0739 | LK | WASHER FENDER 1/4 X 1 |  |  | DOTT FENW-141 | BM 1/4X1 FENDER (77/lb) | FENDER WASHERS | P | 0.15 | 0.18 | 0.15 | 0.15 | 0.22 | 0.35 | EA | WAF898 | QAC0732
WAF898 | 0 | 0.0739 | LK | WASHER FENDER 1/4 X 1 |  |  | DOTT FENW-141 | BM 1/4X1 FENDER (77/lb) | FENDER WASHERS | P | 0.15 | 0.18 | 0.15 | 0.15 | 0.22 | 0.35 | EA | WAF898 | XLK528
WAF899 | 0 | 0.0832 | LK | WASHER FENDER 1/4 X 1-1/2 |  |  |  | FAST 1133209 (100/box)(32/lb) | FENDER WASHERS | P | 0 | 0 | 0.25 | 0 | 0.22 | 0.21 | EA | WAF899 | QAC0734
SCM368 | 0 | 0.1617 | LK | 1/4 X 3" ZINC MACHINE SCREW |  |  |  | FAST 29214 (100/box)(30/lb | ZINC MACHINE SCREWS | P | 0.66 | 0.79 | 0.66 | 0.66 | 0.71 | 0.71 | EA | SCM368 | QAC1017
SCS220 | 0 | 0 | LK | 3/8 X 1-1/2" ZINC GP MTL SCRW | PANHEAD/HEX HEAD SELF-DRILL |  |  | BS DOTT SSM38BR (50/box)(13/lb | (PANHEAD, SELF-DRILLING, OR SELF-TAPPING) | P | 3.6 | 4.32 | 3.6 | 3.6 | 3.89 | 3.82 | EA | SCS220 | QAC2053
SCS222 | 0 | 0 | LK | 3/8 X 2" ZINC G.P. METAL SCRE | PANHEAD/HEX HEAD SELF-DRILL |  |  | FAST 61909 (50/box)(14/lb) | (PANHEAD, SELF-DRILLING, OR SELF-TAPPING) | P | 2.95 | 3.54 | 2.95 | 2.95 | 3.19 | 3.13 | EA | SCS222 | QAC2055
SCS145 | 0 | 0 | LK | #10 X 1 1/4" ZINC G.P MTL SCR | PANHEAD/HEX HEAD SELF-DRILL |  |  | FAST (100/box)(110/lb) | (PANHEAD, SELF-DRILLING, OR SELF-TAPPING) | P | 0.24 | 0.29 | 0.24 | 0.24 | 0.14 | 0.25 | EA | SCS145 | QAC2113
SCS145 | 0 | 0 | LK | #10 X 1 1/4" ZINC G.P MTL SCR | PANHEAD/HEX HEAD SELF-DRILL |  |  | FAST (100/box)(110/lb) | (PANHEAD, SELF-DRILLING, OR SELF-TAPPING) | P | 0.24 | 0.29 | 0.24 | 0.24 | 0.14 | 0.25 | EA | SCS145 | QAC3143
SCS162 | 0 | 0 | LK | #12" X 3/4" ZINC G.P. MTL SC | PANHEAD/HEX HEAD SELF-DRILL |  |  | FAST 1131817 (100/box)(127/lb) | (PANHEAD, SELF-DRILLING, OR SELF-TAPPING) | P | 0.32 | 0.38 | 0.32 | 0.32 | 0.14 | 0.34 | EA | SCS162 | QAC2201
SCS162 | 0 | 0 | LK | #12" X 3/4" ZINC G.P. MTL SC | PANHEAD/HEX HEAD SELF-DRILL |  |  | FAST 1131817 (100/box)(127/lb) | (PANHEAD, SELF-DRILLING, OR SELF-TAPPING) | P | 0.32 | 0.38 | 0.32 | 0.32 | 0.14 | 0.34 | EA | SCS162 | QAC3241
SCS150 | 0 | 0.1386 | LK | #10 X 2" ZINC G.P. METAL SCRE | PANHEAD/HEX HEAD SELF-DRILL |  |  | FAST (100/box)(80/lb) | (PANHEAD, SELF-DRILLING, OR SELF-TAPPING) | P | 0.32 | 0.38 | 0.32 | 0.32 | 0.14 | 0.34 | EA | SCS150 | QAC3145
SCS178 | 0 | 0 | LK | #12 X 3" ZINC G.P. METAL SCRE | PANHEAD/HEX HEAD SELF-DRILL |  |  | FAST 31135 (100/box)(40/lb | (PANHEAD, SELF-DRILLING, OR SELF-TAPPING) | P | 0.53 | 0.63 | 0.53 | 0.53 | 0.57 | 0.56 | EA | SCS178 | HA345
SCS178 | 0 | 0 | LK | #12 X 3" ZINC G.P. METAL SCRE | PANHEAD/HEX HEAD SELF-DRILL |  |  | FAST 31135 (100/box)(40/lb | (PANHEAD, SELF-DRILLING, OR SELF-TAPPING) | P | 0.53 | 0.63 | 0.53 | 0.53 | 0.57 | 0.56 | EA | SCS178 | QAC3207
SCS174 | 0 | 0.149 | LK | #12 X 2" ZINC G.P. METAL SCRE | PANHEAD/HEX HEAD SELF-DRILL |  | (50/box)(54/lb) | BSE DOTT HWSMS 122 | (PANHEAD, SELF-DRILLING, OR SELF-TAPPING) | P | 0.39 | 0.47 | 0.39 | 0.39 | 0.42 | 0.41 | EA | SCS174 | QAC3210
GRO712 | 0 | 0.0501 | LK | GROUND SCREW |  |  |  | DOTT 1032G (100/box)(220/lb) | GROUNDING ACCESSORIES | P | 0.12 | 0.12 | 0.12 | 0 | 0.08 | 0.13 | EA | GRO712 | QAC5110B
BRA224 | 0 | 0 | LK | FIBERGLASS ARM BRACKET | (STANDOFF) |  |  | KEA WPO9610 (25/box) | BRACKETS | P | 40.56 | 40.56 | 40.56 | 34.48 | 0 | 47.33 | EA | BRA224 | BR224
BRA224 | 0 | 0 | LK | FIBERGLASS ARM BRACKET | (STANDOFF) |  |  | KEA WPO9610 (25/box) | BRACKETS | P | 40.56 | 40.56 | 40.56 | 34.48 | 0 | 47.33 | EA | BRA224 | RAB0076
GRI516 | 0 | 0 | LK | 3/8" PREFORMED GUY GRIP |  |  |  | PRF GDE1107 (50/box) | GUY GRIPS | P | 7.33 | 8.8 | 6.38 | 5.42 | 0 | 7.77 | EA | GRI516 | GR516
GRI516 | 0 | 0 | LK | 3/8" PREFORMED GUY GRIP |  |  |  | PRF GDE1107 (50/box) | GUY GRIPS | P | 7.33 | 8.8 | 6.38 | 5.42 | 0 | 7.77 | EA | GRI516 | RAB0115
GRI520 | 0 | 0 | LK | 3/8" GUY WIRE STRANDVISE |  |  |  | MPS 5102 (50/box) | GUY GRIPS | P | 29.66 | 35.59 | 29.66 | 29.66 | 32.03 | 32.03 | EA | GRI520 | RAB0140
INS410 | 0 | 0 | LK | 506 GUY STRAIN INSULATOR |  |  |  | VICT VI-4604 (50/box) | GUY STRAIN INSULATOR (JOHNNYBALL) | P | 9.87 | 11.84 | 8.58 | 7.72 | 10.49 | 10.49 | EA | INS410 | IN410
INS410 | 0 | 0 | LK | 506 GUY STRAIN INSULATOR |  |  |  | VICT VI-4604 (50/box) | GUY STRAIN INSULATOR (JOHNNYBALL) | P | 9.87 | 11.84 | 8.58 | 7.72 | 10.49 | 10.49 | EA | INS410 | RAB0191
INS372 | 0 | 0 | LK | MEDIUM PIN-TYPE INSULATOR 55-4 |  |  |  | VICT C905-1304 55-4 (18/box) | PIN TYPE INSULATORS | P | 1081 | 1297.2 | 940 | 705 | 1711.59 | 1711.59 | C | INS372 | IN372
INS372 | 0 | 0 | LK | MEDIUM PIN-TYPE INSULATOR 55-4 |  |  |  | VICT C905-1304 55-4 (18/box) | PIN TYPE INSULATORS | P | 1081 | 1297.2 | 940 | 705 | 1711.59 | 1711.59 | C | INS372 | RAB0196
CUT734 | 0 | 0 | LK | LOADBREAK CUTOUT W/ARRESTOR |  |  |  | CHN C73DL112PB | CUTOUTS (LOADBREAK) | P | 500.25 | 600.3 | 435 | 435 | 469.8 | 530.27 | EA | CUT734 | RAD1020
CUT708 | 0 | 0 | LK | NON-LOADBREAK CUTOUT 9KV | COMBO ARRESTOR |  |  | CHN C71DL112PB | CUTOUTS (HEAVY DUTY) | P | 298.93 | 358.71 | 259.94 | 259.94 | 280.74 | 316.87 | EA | CUT708 | RAD1030
GUA214 | 0 | 0 | LK | CUTOUT COVER C-TYPE BROWN |  |  |  | HD SUPPLY KADDAS 27128 (50/box | GUARDS | P | 33 | 39.6 | 33 | 33 | 35.64 | 35.64 | EA | GUA214 | RAD2000
GUA216 | 0 | 0 | LK | ARRESTOR CAP BROWN |  |  |  | HD SUPPLY KADDAS 27132 (50/box | GUARDS | P | 27 | 32.4 | 27 | 27 | 29.16 | 29.16 | EA | GUA216 | RAD2001
CAD206 | 0 | 0 | LK | COPPER PACKING SHIM |  |  |  | ERC B141A (10/box) | CADWELD | P | 1.93 | 1.93 | 1.93 | 0 | 0 | 1.93 | EA | CAD206 | RAH0000
DIO102 | 0 | 0 | LK | DIODES 20A |  |  |  |  | DIODES | P | 33.75 | 40.5 | 33.75 | 33.75 | 36.45 | 36.45 | EA | DIO102 | TAB0020
RAP100 | 0 | 0 | LK | 4 X 8 PAINTED PANEL RACK |  |  |  |  | RACKS, PANEL | P | 1120.33 | 1344.4 | 1288.88 | 1288.88 | 1209.96 | 1209.96 | EA | RAP100 | VAA0002
RAP102 | 0 | 0 | LK | SIZE 4 PANEL RACK |  |  |  |  | RACKS, PANEL | P | 525 | 630 | 525 | 525 | 567 | 556.5 | EA | RAP102 | VAA0010
SCO604 | 0 | 0.088 | LK | WIRENUT ORANGE |  |  |  | IDE 30-273 SIZE 73B (500/bag) | SCOTCHLOKS | P | 0.16 | 0.19 | 0.16 | 0.16 | 0.17 | 0.23 | EA | SCO604 | FAA0001
SCO604 | 0 | 0.088 | LK | WIRENUT ORANGE |  |  |  | IDE 30-273 SIZE 73B (500/bag) | SCOTCHLOKS | P | 0.16 | 0.19 | 0.16 | 0.16 | 0.17 | 0.23 | EA | SCO604 | XLK1183
SCO612 | 0.07 | 0.1101 | LK | WIRENUT RED |  |  |  | IDE 30-652 452 (500/bag) | SCOTCHLOKS | P | 0.19 | 0.23 | 0.19 | 0.19 | 0.21 | 0.27 | EA | SCO612 | FAA0002
SCO612 | 0.07 | 0.1101 | LK | WIRENUT RED |  |  |  | IDE 30-652 452 (500/bag) | SCOTCHLOKS | P | 0.19 | 0.23 | 0.19 | 0.19 | 0.21 | 0.27 | EA | SCO612 | SC462
SCO614 | 0.4 | 0.4088 | LK | WIRENUT BLUE LARGE |  |  |  | IDE 30-454 450 (25/box) | SCOTCHLOKS | P | 0.86 | 1.03 | 0.86 | 0.86 | 0.93 | 0.92 | EA | SCO614 | FAA0003
SCO614 | 0.4 | 0.4088 | LK | WIRENUT BLUE LARGE |  |  |  | IDE 30-454 450 (25/box) | SCOTCHLOKS | P | 0.86 | 1.03 | 0.86 | 0.86 | 0.93 | 0.92 | EA | SCO614 | SC464
SCO614 | 0.4 | 0.4088 | LK | WIRENUT BLUE LARGE |  |  |  | IDE 30-454 450 (25/box) | SCOTCHLOKS | P | 0.86 | 1.03 | 0.86 | 0.86 | 0.93 | 0.92 | EA | SCO614 | XLK242
SCO606 | 0.08 | 0.0895 | LK | TAN WIRENUT 22-8AWG 600V |  |  |  | IDE 30-641 | SCOTCHLOKS | P | 0.22 | 0.26 | 0.22 | 0.22 | 0.24 | 0.23 | EA | SCO606 | 30-341 (box of 100)
SCO606 | 0.08 | 0.0895 | LK | TAN WIRENUT 22-8AWG 600V |  |  |  | IDE 30-641 | SCOTCHLOKS | P | 0.22 | 0.26 | 0.22 | 0.22 | 0.24 | 0.23 | EA | SCO606 | 30-341J (jar of 750)
SCO606 | 0.08 | 0.0895 | LK | TAN WIRENUT 22-8AWG 600V |  |  |  | IDE 30-641 | SCOTCHLOKS | P | 0.22 | 0.26 | 0.22 | 0.22 | 0.24 | 0.23 | EA | SCO606 | 30-441J (jar of 400)
SCO606 | 0.08 | 0.0895 | LK | TAN WIRENUT 22-8AWG 600V |  |  |  | IDE 30-641 | SCOTCHLOKS | P | 0.22 | 0.26 | 0.22 | 0.22 | 0.24 | 0.23 | EA | SCO606 | 30-541 (ctn of 1000)
SCO606 | 0.08 | 0.0895 | LK | TAN WIRENUT 22-8AWG 600V |  |  |  | IDE 30-641 | SCOTCHLOKS | P | 0.22 | 0.26 | 0.22 | 0.22 | 0.24 | 0.23 | EA | SCO606 | 30-641 (keg of 5000)
SCO606 | 0.08 | 0.0895 | LK | TAN WIRENUT 22-8AWG 600V |  |  |  | IDE 30-641 | SCOTCHLOKS | P | 0.22 | 0.26 | 0.22 | 0.22 | 0.24 | 0.23 | EA | SCO606 | 30-841 (barrel of 25000)
SCO606 | 0.08 | 0.0895 | LK | TAN WIRENUT 22-8AWG 600V |  |  |  | IDE 30-641 | SCOTCHLOKS | P | 0.22 | 0.26 | 0.22 | 0.22 | 0.24 | 0.23 | EA | SCO606 | 30341
SCO606 | 0.08 | 0.0895 | LK | TAN WIRENUT 22-8AWG 600V |  |  |  | IDE 30-641 | SCOTCHLOKS | P | 0.22 | 0.26 | 0.22 | 0.22 | 0.24 | 0.23 | EA | SCO606 | 30341J
SCO606 | 0.08 | 0.0895 | LK | TAN WIRENUT 22-8AWG 600V |  |  |  | IDE 30-641 | SCOTCHLOKS | P | 0.22 | 0.26 | 0.22 | 0.22 | 0.24 | 0.23 | EA | SCO606 | 30441J
SCO606 | 0.08 | 0.0895 | LK | TAN WIRENUT 22-8AWG 600V |  |  |  | IDE 30-641 | SCOTCHLOKS | P | 0.22 | 0.26 | 0.22 | 0.22 | 0.24 | 0.23 | EA | SCO606 | 30541
SCO606 | 0.08 | 0.0895 | LK | TAN WIRENUT 22-8AWG 600V |  |  |  | IDE 30-641 | SCOTCHLOKS | P | 0.22 | 0.26 | 0.22 | 0.22 | 0.24 | 0.23 | EA | SCO606 | 30641
SCO606 | 0.08 | 0.0895 | LK | TAN WIRENUT 22-8AWG 600V |  |  |  | IDE 30-641 | SCOTCHLOKS | P | 0.22 | 0.26 | 0.22 | 0.22 | 0.24 | 0.23 | EA | SCO606 | 30841
SCO606 | 0.08 | 0.0895 | LK | TAN WIRENUT 22-8AWG 600V |  |  |  | IDE 30-641 | SCOTCHLOKS | P | 0.22 | 0.26 | 0.22 | 0.22 | 0.24 | 0.23 | EA | SCO606 | EPIC EL117
SCO606 | 0.08 | 0.0895 | LK | TAN WIRENUT 22-8AWG 600V |  |  |  | IDE 30-641 | SCOTCHLOKS | P | 0.22 | 0.26 | 0.22 | 0.22 | 0.24 | 0.23 | EA | SCO606 | FAA0004
SCO606 | 0.08 | 0.0895 | LK | TAN WIRENUT 22-8AWG 600V |  |  |  | IDE 30-641 | SCOTCHLOKS | P | 0.22 | 0.26 | 0.22 | 0.22 | 0.24 | 0.23 | EA | SCO606 | XLK046
SCO616 | 0 | 0.0656 | LK | WIRENUT GRAY |  |  |  | IDE 30-071 SIZE 71B (100/box) | SCOTCHLOKS | P | 0.14 | 0.17 | 0.14 | 0.14 | 0.15 | 0.23 | EA | SCO616 | FAA0005
SCO616 | 0 | 0.0656 | LK | WIRENUT GRAY |  |  |  | IDE 30-071 SIZE 71B (100/box) | SCOTCHLOKS | P | 0.14 | 0.17 | 0.14 | 0.14 | 0.15 | 0.23 | EA | SCO616 | SC466
SCO600 | 0 | 0.0788 | LK | WIRENUT BLUE SMALL |  |  |  | IDE 30-072 SIZE 72B (100/box) | SCOTCHLOKS | P | 0.16 | 0.19 | 0.16 | 0.16 | 0.22 | 0.23 | EA | SCO600 | FAA0006
SCO600 | 0 | 0.0788 | LK | WIRENUT BLUE SMALL |  |  |  | IDE 30-072 SIZE 72B (100/box) | SCOTCHLOKS | P | 0.16 | 0.19 | 0.16 | 0.16 | 0.22 | 0.23 | EA | SCO600 | SC456
SCO600 | 0 | 0.0788 | LK | WIRENUT BLUE SMALL |  |  |  | IDE 30-072 SIZE 72B (100/box) | SCOTCHLOKS | P | 0.16 | 0.19 | 0.16 | 0.16 | 0.22 | 0.23 | EA | SCO600 | XLK129
SCO608 | 0 | 0.1779 | LK | WIRENUT GREEN |  |  |  | IDE 30-092 SIZE 92 (100/box) | SCOTCHLOKS | P | 0.37 | 0.45 | 0.37 | 0.37 | 0.4 | 0.4 | EA | SCO608 | FAA0007
STI402 | 0 | 0.2994 | LK | 16-14 INSULATED MALE DISCONNEC | 250 SERIES (STAKON) |  |  | THM 14RB-250T 16-14 (100/box) | STAKONS MALE DISCONNECT LUG (INSULATED) | P | 1.44 | 1.73 | 1.44 | 0 | 1.56 | 1.56 | EA | STI402 | FAB0019
STI402 | 0 | 0.2994 | LK | 16-14 INSULATED MALE DISCONNEC | 250 SERIES (STAKON) |  |  | THM 14RB-250T 16-14 (100/box) | STAKONS MALE DISCONNECT LUG (INSULATED) | P | 1.44 | 1.73 | 1.44 | 0 | 1.56 | 1.56 | EA | STI402 | THM 14RB-250T
STI402 | 0 | 0.2994 | LK | 16-14 INSULATED MALE DISCONNEC | 250 SERIES (STAKON) |  |  | THM 14RB-250T 16-14 (100/box) | STAKONS MALE DISCONNECT LUG (INSULATED) | P | 1.44 | 1.73 | 1.44 | 0 | 1.56 | 1.56 | EA | STI402 | XLK969
STI408 | 0.6796 | 0.4479 | LK | 16-14 INSULATED FEMALE DISC | 250 SERIES (STAKON) |  |  | THM 14RB-250F 16-14 (100/box) | STAKONS FEMALE DISCONNECT LUG (INSULATED) | P | 1.44 | 1.73 | 1.44 | 0 | 1.56 | 1.56 | EA | STI408 | FAB0020
STI408 | 0.6796 | 0.4479 | LK | 16-14 INSULATED FEMALE DISC | 250 SERIES (STAKON) |  |  | THM 14RB-250F 16-14 (100/box) | STAKONS FEMALE DISCONNECT LUG (INSULATED) | P | 1.44 | 1.73 | 1.44 | 0 | 1.56 | 1.56 | EA | STI408 | THM 14RB-250F
STI408 | 0.6796 | 0.4479 | LK | 16-14 INSULATED FEMALE DISC | 250 SERIES (STAKON) |  |  | THM 14RB-250F 16-14 (100/box) | STAKONS FEMALE DISCONNECT LUG (INSULATED) | P | 1.44 | 1.73 | 1.44 | 0 | 1.56 | 1.56 | EA | STI408 | XLK970
STI406 | 0.9149 | 0.6488 | LK | 12-10 INSULATED FEMALE DISC | 250 SERIES (STAKON) |  |  | THM 10RC-250F 12-10 (50/box) | STAKONS FEMALE DISCONNECT LUG (INSULATED) | P | 1.8 | 2.16 | 1.8 | 0 | 1.94 | 1.94 | EA | STI406 | FAB0021
STI406 | 0.9149 | 0.6488 | LK | 12-10 INSULATED FEMALE DISC | 250 SERIES (STAKON) |  |  | THM 10RC-250F 12-10 (50/box) | STAKONS FEMALE DISCONNECT LUG (INSULATED) | P | 1.8 | 2.16 | 1.8 | 0 | 1.94 | 1.94 | EA | STI406 | THM 10RC-250F
STI406 | 0.9149 | 0.6488 | LK | 12-10 INSULATED FEMALE DISC | 250 SERIES (STAKON) |  |  | THM 10RC-250F 12-10 (50/box) | STAKONS FEMALE DISCONNECT LUG (INSULATED) | P | 1.8 | 2.16 | 1.8 | 0 | 1.94 | 1.94 | EA | STI406 | XLK1179
CRSO100 | 0 | 0 | LK | 1/2" OELB1 OE CONDULET |  |  |  | CRH OELB1 | OE CONDULETS | P | 58.52 | 70.23 | 50.89 | 50.89 | 54.96 | 62.03 | EA | CRSO100 | BAR0106
CRSO108 | 0 | 0 | LK | 3/4 OELB2 OE CONDULET |  |  |  | CRH OELB2 | OE CONDULETS | P | 49.8 | 49.8 | 49.8 | 0 | 0 | 52.79 | EA | CRSO108 | BAR0206
CRSO304 | 0 | 62.445 | LK | 3/4" OET2 OE CONDULET |  |  |  | CRH OET2 | OE CONDULETS | P | 71.81 | 86.17 | 62.44 | 53.07 | 57.32 | 76.12 | EA | CRSO304 | BAR0207
LIG320 | 0 | 0 | LK | CRH EV60 M3 LAMPHOLDER |  |  |  | CRH EV60 M3 | LIGHT FIXTURES | P | 96.36 | 115.63 | 96.36 | 96.36 | 0 | 102.14 | EA | LIG320 | BAR0215
CRSB124 | 0 | 0 | LK | EXPL/PRF SWITCH BOX COVER TWO | DEVICE CONTROL |  |  | CRH EDSC371 / DR1296275 | EDSC BOX | P | 393.33 | 393.33 | 393.33 | 0 | 0 | 416.93 | EA | CRSB124 | BAR0221
LIG360 | 291.5 | 298.78 | LK | 200W EXP PROOF LIGHT W/GRD |  |  |  | AC1575G APPLETON | LIGHT FIXTURES | P | 615.36 | 738.43 | 615.36 | 523.06 | 567 | 926.93 | EA | LIG360 | BAR0240
LIG360 | 291.5 | 298.78 | LK | 200W EXP PROOF LIGHT W/GRD |  |  |  | AC1575G APPLETON | LIGHT FIXTURES | P | 615.36 | 738.43 | 615.36 | 523.06 | 567 | 926.93 | EA | LIG360 | XLK1096
LIG360 | 291.5 | 298.78 | LK | 200W EXP PROOF LIGHT W/GRD |  |  |  | AC1575G APPLETON | LIGHT FIXTURES | P | 615.36 | 738.43 | 615.36 | 523.06 | 567 | 926.93 | EA | LIG360 | XLK525
CRSG132 | 0 | 0 | LK | 2" GUAB69 B CONDULET |  |  |  | CRH GUAB69 (1/box) | B CONDULETS | P | 270.95 | 325.14 | 235.61 | 200.27 | 216.29 | 287.21 | EA | CRSG132 | BAR0601
COR632 | 0 | 1.4642 | LK | 1" ROMEX CONNECTOR | TWO SCREW |  |  | THM 3304 / ARLI 843 | ROMEX CONNECTORS (TWO SCREW) | P | 4.92 | 5.91 | 4.28 | 3.42 | 3.69 | 5.22 | EA | COR632 | BAT0300
COR632 | 0 | 1.4642 | LK | 1" ROMEX CONNECTOR | TWO SCREW |  |  | THM 3304 / ARLI 843 | ROMEX CONNECTORS (TWO SCREW) | P | 4.92 | 5.91 | 4.28 | 3.42 | 3.69 | 5.22 | EA | COR632 | XLK168
CRSS112 | 0 | 0 | LK | SEALING COMPOUND KIT |  |  |  | THM SC4-KIT | CHICO AND FIBER | P | 66.21 | 79.45 | 66.21 | 66.21 | 71.51 | 70.18 | EA | CRSS112 | APPLETON ACK6F-A
CRSS112 | 0 | 0 | LK | SEALING COMPOUND KIT |  |  |  | THM SC4-KIT | CHICO AND FIBER | P | 66.21 | 79.45 | 66.21 | 66.21 | 71.51 | 70.18 | EA | CRSS112 | APPLETON ACK6FA
CRSS112 | 0 | 0 | LK | SEALING COMPOUND KIT |  |  |  | THM SC4-KIT | CHICO AND FIBER | P | 66.21 | 79.45 | 66.21 | 66.21 | 71.51 | 70.18 | EA | CRSS112 | BAY0001
CRSS112 | 0 | 0 | LK | SEALING COMPOUND KIT |  |  |  | THM SC4-KIT | CHICO AND FIBER | P | 66.21 | 79.45 | 66.21 | 66.21 | 71.51 | 70.18 | EA | CRSS112 | T&B SC4-KIT
COT102 | 20.2 | 20.7661 | LK | 3/4" WP TEK/CLX CONNECTOR |  |  |  | CRH TMC285 | TEK OR CLX CONNECTORS (WEATHERPROOF) | P | 47.76 | 57.31 | 43.56 | 43.56 | 47.52 | 50.63 | EA | COT102 | BAY0200
COT102 | 20.2 | 20.7661 | LK | 3/4" WP TEK/CLX CONNECTOR |  |  |  | CRH TMC285 | TEK OR CLX CONNECTORS (WEATHERPROOF) | P | 47.76 | 57.31 | 43.56 | 43.56 | 47.52 | 50.63 | EA | COT102 | EPIC CO041
COT102 | 20.2 | 20.7661 | LK | 3/4" WP TEK/CLX CONNECTOR |  |  |  | CRH TMC285 | TEK OR CLX CONNECTORS (WEATHERPROOF) | P | 47.76 | 57.31 | 43.56 | 43.56 | 47.52 | 50.63 | EA | COT102 | TMC075A
COT102 | 20.2 | 20.7661 | LK | 3/4" WP TEK/CLX CONNECTOR |  |  |  | CRH TMC285 | TEK OR CLX CONNECTORS (WEATHERPROOF) | P | 47.76 | 57.31 | 43.56 | 43.56 | 47.52 | 50.63 | EA | COT102 | XLK059
COT104 | 30.68 | 31.7399 | LK | 1" WP TECK/CLX CONNECTOR |  |  |  | CRH TMC3112 | TEK OR CLX CONNECTORS (WEATHERPROOF) | P | 72.51 | 87.01 | 63.05 | 50.44 | 70.2 | 76.86 | EA | COT104 | BAY0300
COT104 | 30.68 | 31.7399 | LK | 1" WP TECK/CLX CONNECTOR |  |  |  | CRH TMC3112 | TEK OR CLX CONNECTORS (WEATHERPROOF) | P | 72.51 | 87.01 | 63.05 | 50.44 | 70.2 | 76.86 | EA | COT104 | EPIC CO067
COT104 | 30.68 | 31.7399 | LK | 1" WP TECK/CLX CONNECTOR |  |  |  | CRH TMC3112 | TEK OR CLX CONNECTORS (WEATHERPROOF) | P | 72.51 | 87.01 | 63.05 | 50.44 | 70.2 | 76.86 | EA | COT104 | TMC100A
COT104 | 30.68 | 31.7399 | LK | 1" WP TECK/CLX CONNECTOR |  |  |  | CRH TMC3112 | TEK OR CLX CONNECTORS (WEATHERPROOF) | P | 72.51 | 87.01 | 63.05 | 50.44 | 70.2 | 76.86 | EA | COT104 | XLK183
COT104 | 30.68 | 31.7399 | LK | 1" WP TECK/CLX CONNECTOR |  |  |  | CRH TMC3112 | TEK OR CLX CONNECTORS (WEATHERPROOF) | P | 72.51 | 87.01 | 63.05 | 50.44 | 70.2 | 76.86 | EA | COT104 | XLK254
XCAA0502 | 3.2347 | 3.2347 | LK | METAL SWITCH/RECEPTACLE BOX 1G | SHALLOW |  |  | WIM V5747 |  | P | 0 | 0 | 7.05 | 0 | 0 | 7.8 | EA | XCAA0502 | CAA0502
PLA146 | 0 | 1.8 | LK | 4" SQ METAL COVER WITH ROUND | 2-15/32" OPENING (SURFACE) |  |  | THM RS-14 | PLATES FOR SWITCHES AND RECP. | P | 2.32 | 2.32 | 2.32 | 0 | 5.67 | 5.25 | EA | PLA146 | DAA1014
BOX116 | 0 | 0 | LK | 4X1 FIXTURE BOX ADAPTER |  |  |  | THM 4X1 | BOXES | P | 5.02 | 6.02 | 4.36 | 3.71 | 4.01 | 5.02 | EA | BOX116 | DAA0010
PLA148 | 1.11 | 1.2117 | LK | 4" SQ METAL COVER WITH ROUND | 1-19/32" OPENING (SURFACE) |  |  | THM RS4-30 | PLATES FOR SWITCHES AND RECP. | P | 3.18 | 3.82 | 3.18 | 3.18 | 3.43 | 5.25 | EA | PLA148 | DAA1015
PLA148 | 1.11 | 1.2117 | LK | 4" SQ METAL COVER WITH ROUND | 1-19/32" OPENING (SURFACE) |  |  | THM RS4-30 | PLATES FOR SWITCHES AND RECP. | P | 3.18 | 3.82 | 3.18 | 3.18 | 3.43 | 5.25 | EA | PLA148 | XLK609
PLA160 | 0 | 0 | LK | 52-C-49 4 SQUARE A GANG TITLE | RING |  |  | THM 52-C-49 | PLATES FOR SWITCHES AND RECP. | P | 1.2 | 1.44 | 1.2 | 1.2 | 1.3 | 1.3 | EA | PLA160 | DAA1023
PLA230 | 0 | 0.6 | LK | 4" SQ COVER CENTER BLANKED | WITH TAPPED EARS |  |  | THM - 52C3-25 | PLATES FOR SWITCHES AND RECP. | P | 0 | 0 | 0 | 0 | 0 | 0 | EA | PLA230 | DAA1025
PLA158 | 0 | 0.882 | LK | 4" SQ METAL SINGLE DEV COVER | 1" RAISED (TILE WALL) |  |  | THM 52-C-49 | PLATES FOR SWITCHES AND RECP. | P | 0.98 | 1.18 | 0.98 | 0.98 | 1.06 | 1.06 | EA | PLA158 | DAA1024
PLA145 | 0 | 2.2356 | LK | 4" SQ METAL COVER FORTWO GFI | RECEPTACLES (SURFACE) |  |  | THM RS-17-CC | PLATES FOR SWITCHES AND RECP. | P | 5.29 | 6.34 | 5.29 | 5.29 | 5.71 | 5.88 | EA | PLA145 | DAA2011
PLA182 | 0 | 1.81 | LK | 4" SQ METAL COVER FOR 1 TGL | SWITCH AND 1 SINGLE RECEPTACLE |  |  | THM RS-1 | PLATES FOR SWITCHES AND RECP. | P | 3.26 | 3.91 | 3.26 | 3.26 | 3.52 | 3.52 | EA | PLA182 | DAA2018
PLA236 | 0 | 0 | LK | 4" SQ METAL COVER FOR 1 DPLX | RECEPTACLE AND 1 TOGGLE SWITCH |  |  | THM RS-2-30 | PLATES FOR SWITCHES AND RECP. | P | 0 | 0 | 0 | 0 | 0 | 0 | EA | PLA236 | DAA2019
PLA184 | 0 | 1.74 | LK | 4" SQ METAL DEVICE COVER F/2 | DEVICES |  |  | THM - 52C17-25 | PLATES FOR SWITCHES AND RECP. | P | 1.82 | 2.18 | 1.62 | 1.37 | 3.45 | 3.45 | EA | PLA184 | DAA2021
PLA184 | 0 | 1.74 | LK | 4" SQ METAL DEVICE COVER F/2 | DEVICES |  |  | THM - 52C17-25 | PLATES FOR SWITCHES AND RECP. | P | 1.82 | 2.18 | 1.62 | 1.37 | 3.45 | 3.45 | EA | PLA184 | TB 52C1725
PLA186 | 0 | 1.322 | LK | 4" SQ METAL COVER F/2 DEVICES | (DRYWALL) |  |  | THM 52C18-5/8-25 | PLATES FOR SWITCHES AND RECP. | P | 4.69 | 5.63 | 4.08 | 1.61 | 4.69 | 4.69 | EA | PLA186 | 52C-18-5/8-25
PLA186 | 0 | 1.322 | LK | 4" SQ METAL COVER F/2 DEVICES | (DRYWALL) |  |  | THM 52C18-5/8-25 | PLATES FOR SWITCHES AND RECP. | P | 4.69 | 5.63 | 4.08 | 1.61 | 4.69 | 4.69 | EA | PLA186 | DAA2022
PLA188 | 0 | 0 | LK | 4" SQ METAL COVER F/2 DEVICES | 3/4" RAISED (TILE WALL) |  |  | THM 52-C-52 | PLATES FOR SWITCHES AND RECP. | P | 0.98 | 1.17 | 0.98 | 0.98 | 1.06 | 4.83 | EA | PLA188 | DAA2024
PLA190 | 0 | 3.235 | LK | 4" SQ METAL COVER FOR TWO | DEVICES 1" RAISED |  |  | THM 52-C-19 | PLATES FOR SWITCHES AND RECP. | P | 2.58 | 3.1 | 2.58 | 2.58 | 2.79 | 2.79 | EA | PLA190 | DAA2026
PLA192 | 0 | 0 | LK | 4" SQ METAL COVER FOR TWO | DEVICES 1-1/4" RAISED |  |  | THM 52-C-21 | PLATES FOR SWITCHES AND RECP. | P | 2.82 | 3.38 | 2.82 | 2.82 | 3.05 | 3.05 | EA | PLA192 | DAA2027
PLA194 | 0 | 0 | LK | 4" SQ METAL COVER FOR 2 DEVICE | 1" RAISED |  |  | THM 72-C-19 | PLATES FOR SWITCHES AND RECP. | P | 4.61 | 5.53 | 4.61 | 4.61 | 4.98 | 8.08 | EA | PLA194 | DAA2030
BOX101 | 0 | 2.01 | LK | 4 OCT METAL BOX 1/2 AND 3/4 |  |  |  | THM 54151-1/2&3/4 | BOXES | P | 4.32 | 5.19 | 3.76 | 3.38 | 3.65 | 4.32 | EA | BOX101 | DAC1101
BOX126 | 0 | 0 | LK | 4" OCT BOX W/ BRKT |  |  |  | THM 54151-AL | BOXES | P | 17.81 | 21.37 | 15.48 | 13.93 | 15.06 | 17.81 | EA | BOX126 | DAC1103
BOX128 | 0 | 1.645 | LK | 54171 4" OCT BOX 2 1/8" DEEP |  |  |  | THM 54171-1/2 | BOXES | P | 10.73 | 12.88 | 9.33 | 8.4 | 9.07 | 11.37 | EA | BOX128 | DAC1104
BOX127 | 0 | 12.84 | LK | 4" OCTAGON FAN BOX METAL |  |  |  | THM 54151-CFB | BOXES | P | 0 | 0 | 0 | 0 | 18.43 | 21.67 | EA | BOX127 | DAC1105
PLA198 | 0 | 0.5463 | LK | 4" RND/OCT METAL BOX COVER | 5/8" RAISED |  |  | THM 54-C-3 | PLATES FOR SWITCHES AND RECP. | P | 1.32 | 1.58 | 1.32 | 1.32 | 1.43 | 1.43 | EA | PLA198 | DAC5122
PLA232 | 0 | 0 | LK | 4" RND/OCT METAL FLAT BLANK | COVER |  |  | THM 54-C-1 | PLATES FOR SWITCHES AND RECP. | P | 0 | 0 | 0 | 0 | 0 | 0 | EA | PLA232 | DAC1110
PLA196 | 0 | 0.685 | LK | ROUND COVER 1/2" DEEP |  |  |  | THM 36125D | PLATES FOR SWITCHES AND RECP. | P | 1.8 | 2.16 | 1.8 | 1.8 | 1.94 | 1.94 | EA | PLA196 | DAC5010
BOX132 | 0 | 2.654 | LK | 4" ROUND STEEL BOX W/BRKT |  |  |  | THM 56111-CFB | BOXES | P | 11.19 | 13.43 | 9.73 | 8.76 | 9.46 | 11.86 | EA | BOX132 | DAC5100
BOX136 | 0 | 0.286 | LK | SWITCH BOX SUPPORT |  |  |  | STL CTY 820-D | BOXES | P | 0.69 | 0.83 | 0.6 | 0.54 | 0.58 | 1.13 | EA | BOX136 | DAE0009
BOX136 | 0 | 0.286 | LK | SWITCH BOX SUPPORT |  |  |  | STL CTY 820-D | BOXES | P | 0.69 | 0.83 | 0.6 | 0.54 | 0.58 | 1.13 | EA | BOX136 | XHY041
BOX138 | 0 | 3.0567 | LK | SWITCH BOX 2 3/4" DEEP |  |  |  | THM CWNV | BOXES | P | 10.04 | 12.04 | 8.73 | 7.86 | 8.48 | 10.64 | EA | BOX138 | DAE1002
BOX140 | 2.3083 | 3 | LK | SWITCH BOX WITH EARS |  |  |  | THM CY-1/2 | BOXES | P | 5.97 | 7.16 | 5.19 | 4.67 | 5.04 | 6.33 | EA | BOX140 | DAE1006
BOX140 | 2.3083 | 3 | LK | SWITCH BOX WITH EARS |  |  |  | THM CY-1/2 | BOXES | P | 5.97 | 7.16 | 5.19 | 4.67 | 5.04 | 6.33 | EA | BOX140 | XHB043
BOX150 | 0 | 1.63 | LK | SWITCH BOX NON-METALLIC 3G | NAIL-ON |  |  | CAR B344A | BOXES | P | 4.89 | 5.87 | 3.53 | 3.18 | 3.43 | 5.18 | EA | BOX150 | 5-5/8"H x3-3/4"Wx2-11/16:D
BOX150 | 0 | 1.63 | LK | SWITCH BOX NON-METALLIC 3G | NAIL-ON |  |  | CAR B344A | BOXES | P | 4.89 | 5.87 | 3.53 | 3.18 | 3.43 | 5.18 | EA | BOX150 | CARLON B344AB
BOX150 | 0 | 1.63 | LK | SWITCH BOX NON-METALLIC 3G | NAIL-ON |  |  | CAR B344A | BOXES | P | 4.89 | 5.87 | 3.53 | 3.18 | 3.43 | 5.18 | EA | BOX150 | DAG3000
BOX142 | 0 | 1.386 | LK | SWITCH BOX EXTENSION |  |  |  | THM CY-SBEX | BOXES | P | 1.92 | 2.3 | 1.67 | 1.5 | 1.62 | 2.86 | EA | BOX142 | DAE1030
BOX144 | 0 | 0.3273 | LK | 1 GANG NAIL ON SWITCH BOX |  |  |  | CAR B120A-UPC | BOXES | P | 2.22 | 2.67 | 1.93 | 1.74 | 1.62 | 2.35 | EA | BOX144 | DAG1001
BOX148 | 0 | 0.8758 | LK | 2 GANG NAIL ON SWITCH BOX |  |  |  | CAR B232A-UPC | BOXES | P | 9.23 | 11.07 | 8.02 | 7.22 | 3.51 | 9.78 | EA | BOX148 | DAG2000
BOX152 | 0 | 3.88 | LK | 4 GANG NAIL ON SWITCH BOX |  |  |  | CAR B455A | BOXES | P | 6.89 | 8.26 | 5.99 | 5.39 | 5.82 | 7.3 | EA | BOX152 | DAG4000
BOX154 | 0 | 2.047 | LK | ROUND CUT IN BOX |  |  |  | CAR B618R | BOXES | P | 8.64 | 10.37 | 7.52 | 6.77 | 7.31 | 9.16 | EA | BOX154 | DAI3001
BOX154 | 0 | 2.047 | LK | ROUND CUT IN BOX |  |  |  | CAR B618R | BOXES | P | 8.64 | 10.37 | 7.52 | 6.77 | 7.31 | 9.16 | EA | BOX154 | XLK142
BOX145 | 0 | 2.89 | LK | SWITCH BOX NAIL ON 1G 1-13/16 |  |  |  | UNI 2050-UB | BOXES | P | 0 | 0 | 0 | 0 | 5.62 | 5.62 | EA | BOX145 | DAJ1000
BOX141 | 0 | 2.575 | LK | ROUND CEILING BOX W/CLIP |  |  |  | THM 6070-4-UB | BOXES | P | 0 | 0 | 0 | 0 | 7.68 | 7.68 | EA | BOX141 | DAJ1002
BOX158 | 0 | 1.9333 | LK | 3080-9 ROUND OUTLET BOX |  |  |  | UNI 3080-9 3-1/2 | BOXES | P | 7.89 | 9.47 | 6.86 | 6.18 | 6.67 | 8.36 | EA | BOX158 | DAJ1003
BOX158 | 0 | 1.9333 | LK | 3080-9 ROUND OUTLET BOX |  |  |  | UNI 3080-9 3-1/2 | BOXES | P | 7.89 | 9.47 | 6.86 | 6.18 | 6.67 | 8.36 | EA | BOX158 | XLK990
BOX166 | 0 | 5.2367 | LK | SWITCH BOX CLIP IN 2G 2-1/2 |  |  |  | UNI 6062-4-UB | BOXES | P | 0 | 0 | 0 | 0 | 7.02 | 7.21 | EA | BOX166 | DAJ2000
BOX111 | 0 | 3.4075 | LK | BELL BOX EXT RING SHALLOW |  |  | CAR A58381D | THM IHE4-1 2G 4 1/2 HUB | BOXES | P | 20.68 | 24.82 | 17.99 | 17.99 | 19.43 | 20.68 | EA | BOX111 | DAL1000
PLA508 | 0 | 6.2425 | LK | CCGV VERTICAL GFCI COVER |  |  |  | THM CCGV | WEATHERPROOF PLATES | P | 17.82 | 19.38 | 17.82 | 17.82 | 8.45 | 8.45 | EA | PLA508 | DAL1011
PLA510 | 0 | 7.73 | LK | "IN USE" DEVICE COVER 1G | HORIZONTAL |  |  | THM CKMU (OLD CKMD) | WEATHERPROOF PLATES | P | 3.63 | 4.36 | 3.63 | 3.63 | 14.12 | 14.12 | EA | PLA510 | DAL1015
PLA512 | 0 | 5.925 | LK | WEATHERPROOF SWITCH COVER |  |  |  | THM CCT | WEATHERPROOF PLATES | P | 11.6 | 13.92 | 10.54 | 10.02 | 10.82 | 11.6 | EA | PLA512 | DAL1020
PLA512 | 0 | 5.925 | LK | WEATHERPROOF SWITCH COVER |  |  |  | THM CCT | WEATHERPROOF PLATES | P | 11.6 | 13.92 | 10.54 | 10.02 | 10.82 | 11.6 | EA | PLA512 | XR003
BOX162 | 0 | 10.1 | LK | 2 GANG BELL BOX W/ 5 1/2" HUB |  |  |  | THM 2IH5-1 | BOXES | P | 16.06 | 19.27 | 13.97 | 12.57 | 21.73 | 27.65 | EA | BOX162 | DAL2002
PLA514 | 0 | 0 | LK | RT RECEP. AND SWITCH COVER |  |  |  | THM 2CCTD | WEATHERPROOF PLATES | P | 33.41 | 40.09 | 33.41 | 33.41 | 36.08 | 36.08 | EA | PLA514 | DAL2010
PLA516 | 0 | 0 | LK | 2G RT DPLX RCPT COVER |  |  |  | THM 2CCD | WEATHERPROOF PLATES | P | 21.99 | 26.39 | 21.99 | 21.99 | 23.75 | 23.75 | EA | PLA516 | DAL2011
PLA518 | 2.35 | 3.0583 | LK | 2 GANG BLANK COVER |  |  |  | THM 2CCB | WEATHERPROOF PLATES | P | 3.29 | 3.95 | 3.29 | 3.29 | 4.75 | 5.25 | EA | PLA518 | DAL2017
PLA518 | 2.35 | 3.0583 | LK | 2 GANG BLANK COVER |  |  |  | THM 2CCB | WEATHERPROOF PLATES | P | 3.29 | 3.95 | 3.29 | 3.29 | 4.75 | 5.25 | EA | PLA518 | XLK415
LUP130 | 0 | 6.26 | LK | #350 MCM PARALELL LUG DOUBLE | BARREL |  |  | BUR K2A31U (6/box) | PARALELL MECHANICAL LUGS | P | 12.41 | 12.41 | 12.86 | 11.58 | 16.63 | 16.32 | EA | LUP130 | FAB2103
LUP130 | 0 | 6.26 | LK | #350 MCM PARALELL LUG DOUBLE | BARREL |  |  | BUR K2A31U (6/box) | PARALELL MECHANICAL LUGS | P | 12.41 | 12.41 | 12.86 | 11.58 | 16.63 | 16.32 | EA | LUP130 | XHL022
LUP130 | 0 | 6.26 | LK | #350 MCM PARALELL LUG DOUBLE | BARREL |  |  | BUR K2A31U (6/box) | PARALELL MECHANICAL LUGS | P | 12.41 | 12.41 | 12.86 | 11.58 | 16.63 | 16.32 | EA | LUP130 | XLK1197
LUP148 | 0 | 0 | LK | #750 MCM PARALELL LUG DOUBLE | BARREL |  |  | BUR K2A40U (3/box) | PARALELL MECHANICAL LUGS | P | 24.87 | 24.87 | 24.87 | 0 | 0 | 29.7 | EA | LUP148 | FAB2106
14ST702 | 0 | 0 | LK | SERVICE TRUCK | [5 empty] | P | 50 | 55 | 50 | 26.17 | 50 | 0 | HR | ? | ?
ENA100 | 0 | 0 | LK | A-CLJIC LOCK KIT |  |  |  | HOF A-CLJIC | ENCLOSURE ACCESSORIES | P | 17.13 | 20.56 | 17.13 | 17.13 | 18.5 | 18.5 | EA | ENA100 | EAA0030
STI416 | 0 | 0 | LK | RED RING LUG 6/32 |  |  |  | MIZE 1RR6 | STAKONS RING TERMINAL (INSULATED) | P | 1 | 1 | 1 | 0 | 0 | 1.06 | EA | STI416 | FAB0007
STI409 | 0.6375 | 0.4367 | LK | 16-14 183 SERIES INSUL FEMALE | DISCONNECT (STAKON) |  |  | THM 14RBD-183 16-14 (100/box) | STAKONS FEMALE DISCONNECT LUG (INSULATED) | P | 1.15 | 1.38 | 1.15 | 0 | 1.24 | 1.24 | EA | STI409 | FAB0022
STI409 | 0.6375 | 0.4367 | LK | 16-14 183 SERIES INSUL FEMALE | DISCONNECT (STAKON) |  |  | THM 14RBD-183 16-14 (100/box) | STAKONS FEMALE DISCONNECT LUG (INSULATED) | P | 1.15 | 1.38 | 1.15 | 0 | 1.24 | 1.24 | EA | STI409 | THM 14RBD-183
STI410 | 0.852 | 0.1592 | LK | 22-18 INSULATED FEMALE DISC | 250 SERIES (STAKON) |  |  | THM 18RA-250F 22-18 | STAKONS FEMALE DISCONNECT LUG (INSULATED) | P | 1.44 | 1.73 | 1.44 | 0 | 1.56 | 1.56 | EA | STI410 | FAB0023
STI410 | 0.852 | 0.1592 | LK | 22-18 INSULATED FEMALE DISC | 250 SERIES (STAKON) |  |  | THM 18RA-250F 22-18 | STAKONS FEMALE DISCONNECT LUG (INSULATED) | P | 1.44 | 1.73 | 1.44 | 0 | 1.56 | 1.56 | EA | STI410 | THM 18RA-250F
LUG400 | 0 | 0 | LK | #4 ALUM 1 HOLE COMPR LUG |  |  |  | BUR YA4CA1 | COMPR LUGS ALUMINUM 1 HOLE HYLUG | P | 3.54 | 4.25 | 3.54 | 3.54 | 3.82 | 3.75 | EA | LUG400 | FAB0405
BLO228 | 0 | 20.5014 | LK | 2/0 2 ENTRY TERMINAL | (3-PORT) UPC: 66238191101 |  |  | BIT2/0 | DISTRIBUTION BLOCKS | P | 19.4 | 23.28 | 19.4 | 19.4 | 41.04 | 40.28 | EA | BLO228 | EL145
BLO228 | 0 | 20.5014 | LK | 2/0 2 ENTRY TERMINAL | (3-PORT) UPC: 66238191101 |  |  | BIT2/0 | DISTRIBUTION BLOCKS | P | 19.4 | 23.28 | 19.4 | 19.4 | 41.04 | 40.28 | EA | BLO228 | FAB1003
BLO228 | 0 | 20.5014 | LK | 2/0 2 ENTRY TERMINAL | (3-PORT) UPC: 66238191101 |  |  | BIT2/0 | DISTRIBUTION BLOCKS | P | 19.4 | 23.28 | 19.4 | 19.4 | 41.04 | 40.28 | EA | BLO228 | XHB038
BLO228 | 0 | 20.5014 | LK | 2/0 2 ENTRY TERMINAL | (3-PORT) UPC: 66238191101 |  |  | BIT2/0 | DISTRIBUTION BLOCKS | P | 19.4 | 23.28 | 19.4 | 19.4 | 41.04 | 40.28 | EA | BLO228 | XLK172
BLO228 | 0 | 20.5014 | LK | 2/0 2 ENTRY TERMINAL | (3-PORT) UPC: 66238191101 |  |  | BIT2/0 | DISTRIBUTION BLOCKS | P | 19.4 | 23.28 | 19.4 | 19.4 | 41.04 | 40.28 | EA | BLO228 | XLK941
FAB2320B | 0 | 0 | LK | INSULATING COVER |  |  |  | BUR BDBCOVER1 |  | P | 0 | 0 | 0 | 0 | 0 | 0 | EA | ? | ?
COI690 | 107.36 | 107.36 | LK | #2 ALCU INSULATED SPLICE |  |  |  | BUR ES2R2R | INSULINK CONNECTORS | P | 187.25 | 224.7 | 149.8 | 135 | 208.44 | 208.44 | C | COI690 | CO690
COI690 | 107.36 | 107.36 | LK | #2 ALCU INSULATED SPLICE |  |  |  | BUR ES2R2R | INSULINK CONNECTORS | P | 187.25 | 224.7 | 149.8 | 135 | 208.44 | 208.44 | C | COI690 | FAC0010
COI691 | 0 | 0 | LK | #4 ALCU INSULATED SPLICE |  |  |  | BUR ES2W2W | INSULINK CONNECTORS | P | 2.46 | 2.95 | 2.14 | 1.93 | 2.08 | 2.61 | EA | COI691 | FAC0011
COI692 | 0 | 0 | LK | 1/0 SPLICE SLEEVE |  |  |  | BUR ES25R25R | INSULINK CONNECTORS | P | 692.5 | 831 | 554 | 499 | 208.44 | 734.05 | C | COI692 | CO692
COI692 | 0 | 0 | LK | 1/0 SPLICE SLEEVE |  |  |  | BUR ES25R25R | INSULINK CONNECTORS | P | 692.5 | 831 | 554 | 499 | 208.44 | 734.05 | C | COI692 | FAC0013
STK300 | 0 | 4.29 | LK | BUTT SPLICE #4 GREEN |  |  |  | BUR YS4CA1 (10/box) | STAKONS BUTT SPLICES (NON-INSULATED) | P | 0 | 0 | 0 | 0 | 7.75 | 0 | EA | STK300 | FAC0022
COM526 | 0 | 0 | LK | YHN-450 .266 - .477 | ACSR COMPR CONNECT |  |  |  | COMPRESSION CONNECTORS | P | 12.17 | 14.6 | 10.58 | 10.58 | 11.43 | 12.9 | EA | COM526 | CO533
COM526 | 0 | 0 | LK | YHN-450 .266 - .477 | ACSR COMPR CONNECT |  |  |  | COMPRESSION CONNECTORS | P | 12.17 | 14.6 | 10.58 | 10.58 | 11.43 | 12.9 | EA | COM526 | FAC0104
COM526 | 0 | 0 | LK | YHN-450 .266 - .477 | ACSR COMPR CONNECT |  |  |  | COMPRESSION CONNECTORS | P | 12.17 | 14.6 | 10.58 | 10.58 | 11.43 | 12.9 | EA | COM526 | XHC027
COM532 | 0 | 0 | LK | 4/0 H TAP YHD7 |  |  |  | BUR YHD7 | COMPRESSION CONNECTORS | P | 1.77 | 2.12 | 1.77 | 1.77 | 0 | 1.88 | EA | COM532 | FAC0107
COM534 | 0 | 0 | LK | #2-#6 H TAP CRIMP CONNECTOR |  |  |  | HOMC UB214 | COMPRESSION CONNECTORS | P | 1.5 | 1.8 | 1.5 | 1.5 | 0 | 10.4309 | EA | COM534 | FAC0202
LUG440 | 0 | 0 | LK | #4/0 ALUM 2 HOLE COMPR LUG |  |  |  | KEA 487-81 | COMPR LUGS ALUMINUM 2 HOLE HYLUG | P | 5.96 | 7.15 | 5.96 | 5.96 | 6.44 | 6.32 | EA | LUG440 | FAC0205
STK884 | 0 | 0 | LK | COMP SLEEVE BARE #6 BLUE |  |  |  | BUR YSU4W4W | STAKONS BUTT SPLICES (NON-INSULATED) | P | 0.81 | 0.81 | 0.81 | 0 | 0 | 0.86 | EA | STK884 | FAC0301
STK283 | 0 | 0 | LK | COMP SLEEVE #8STR-6SOL GREEN | BUTT SPLICE |  |  | BUR YSU6W6W | STAKONS BUTT SPLICES (NON-INSULATED) | P | 0 | 0 | 0 | 0 | 0 | 0 | EA | STK283 | FAC0302
STK292 | 0 | 15.26 | LK | #4/0 STAKON NON-INSULATED | BUTT SPLICE |  |  | BUR YSD28R28R | STAKONS BUTT SPLICES (NON-INSULATED) | P | 7.14 | 7.14 | 7.14 | 0 | 28.74 | 28.74 | EA | STK292 | FAC0307
STK292 | 0 | 15.26 | LK | #4/0 STAKON NON-INSULATED | BUTT SPLICE |  |  | BUR YSD28R28R | STAKONS BUTT SPLICES (NON-INSULATED) | P | 7.14 | 7.14 | 7.14 | 0 | 28.74 | 28.74 | EA | STK292 | ST292
STK295 | 0 | 0 | LK | 350 MCM CRIMP CONNECTOR |  |  |  | BUR 350 MCM | STAKONS BUTT SPLICES (NON-INSULATED) | P | 9.84 | 9.84 | 9.84 | 9.84 | 9.84 | 10.43 | EA | STK295 | FAC0308
STK295 | 0 | 0 | LK | 350 MCM CRIMP CONNECTOR |  |  |  | BUR 350 MCM | STAKONS BUTT SPLICES (NON-INSULATED) | P | 9.84 | 9.84 | 9.84 | 9.84 | 9.84 | 10.43 | EA | STK295 | ST295
STK302 | 0 | 0 | LK | COMP SLEEVE #4AWG-7STR |  |  |  | NICO 1-204/7M 4AWG-7STR | STAKONS BUTT SPLICES (NON-INSULATED) | P | 0 | 0 | 0 | 0 | 0 | 0 | EA | STK302 | FAC0310
STK285 | 0 | 0 | LK | COMP SLEEVE SOLID #6 | BUTT SPLICE |  |  | NICO 1-162-J 6-SOL-CU | STAKONS BUTT SPLICES (NON-INSULATED) | P | 0 | 0 | 0 | 0 | 0 | 0 | EA | STK285 | FAC0311
SCO350 | 0 | 13.4433 | LK | 46-400 UNDERGROUND SPLICE |  |  |  | IDEAL 46-400 | SPLICE KITS | P | 22.575 | 22.575 | 22.575 | 0 | 22.15 | 23.56 | EA | SCO350 | FAH0016
SHR104 | 0 | 22.47 | LK | IN-LINE HEAT SHRINK SPLICE #2- | 500AWG |  |  | RAY WCSM34/81200S (4 foot) | HEAT SHRINK TUBING | P | 7.4 | 7.4 | 7.4 | 0 | 38.88 | 10.25 | EA | SHR104 | FAH1001
SHR104 | 0 | 22.47 | LK | IN-LINE HEAT SHRINK SPLICE #2- | 500AWG |  |  | RAY WCSM34/81200S (4 foot) | HEAT SHRINK TUBING | P | 7.4 | 7.4 | 7.4 | 0 | 38.88 | 10.25 | EA | SHR104 | RAYCHEM WCSM-34/8-1200S
SHR104 | 0 | 22.47 | LK | IN-LINE HEAT SHRINK SPLICE #2- | 500AWG |  |  | RAY WCSM34/81200S (4 foot) | HEAT SHRINK TUBING | P | 7.4 | 7.4 | 7.4 | 0 | 38.88 | 10.25 | EA | SHR104 | XHS016
SHR106 | 0 | 65.3 | LK | WCSM 51/16 1200S 250-1000 MCM |  |  |  | RAY WCSM 51/16 1200S (4 foot) | HEAT SHRINK TUBING | P | 10.44 | 10.44 | 10.44 | 0 | 65.33 | 13.42 | EA | SHR106 | FAH1002
SHR106 | 0 | 65.3 | LK | WCSM 51/16 1200S 250-1000 MCM |  |  |  | RAY WCSM 51/16 1200S (4 foot) | HEAT SHRINK TUBING | P | 10.44 | 10.44 | 10.44 | 0 | 65.33 | 13.42 | EA | SHR106 | XLK630
LAB056 | 0 | 0 | LK | 3/8 BRADY LABELS |  |  |  | WMS 117-319 BRADY | LABELS | P | 0.71 | 0.85 | 0.71 | 0.71 | 0.77 | 0.75 | EA | LAB056 | FAJ0050
LAB058 | 0 | 29.9209 | LK | 1/2" BRADY LABELS |  |  |  | WMS 217-319 BRADY | LABELS | P | 49.856 | 59.8272 | 49.856 | 44.8704 | 49.856 | 58.58 | EA | LAB058 | FAJ0051
LAB064 | 0 | 0 | LK | EZ LABELS - NYLON ROLL 1/2 |  |  |  | THM EZ-1230C-WN | LABELS | P | 0 | 0 | 0 | 0 | 0 | 0 | EA | LAB064 | FAJ0400
LAB064 | 0 | 0 | LK | EZ LABELS - NYLON ROLL 1/2 |  |  |  | THM EZ-1230C-WN | LABELS | P | 0 | 0 | 0 | 0 | 0 | 0 | EA | LAB064 | HA489
DEC210 | 0 | 0 | LK | "WARNING - BURIED ELECTRIC | LINES"" DECAL 3"" X 10"" |  |  | CST1002 CUSTOM LABELS | DECALS | P | 7.22 | 8.66 | 7.22 | 6.5 | 0 | 7.65 | EA | DEC210 | DE210
DEC210 | 0 | 0 | LK | "WARNING - BURIED ELECTRIC | LINES"" DECAL 3"" X 10"" |  |  | CST1002 CUSTOM LABELS | DECALS | P | 7.22 | 8.66 | 7.22 | 6.5 | 0 | 7.65 | EA | DEC210 | FAJ0606
XFAK0010 | 11.5 | 11.5 | LK | 2" ROOF FLASHING |  |  |  | BLB RF2BB |  | P | 11.28 | 11.28 | 11.28 | 0 | 20.7 | 0 | EA | XFAK0010 | FAK0010
SWT834 | 0 | 0 | LK | TG7060 H.D. TOGGLE SWITCH |  |  |  | NAPA TG7060 | TOGGLE SWITCHES | P | 12.21 | 12.21 | 12.21 | 0 | 0 | 12.94 | EA | SWT834 | GAA0006
SWT836 | 0 | 26.92 | LK | 3 WAY DIMMER SWITCH |  |  |  | GEMINI 0704 | TOGGLE SWITCHES | P | 7.875 | 7.875 | 7.875 | 0 | 0 | 19.09 | EA | SWT836 | GAA1021
SWT632 | 0 | 16.1783 | LK | SWITCH DIMMER SLIDE | 600W ALMOND |  |  | LEV 6623-PA | MISCELLENEOUS SWITCHES | P | 18.14 | 21.76 | 18.14 | 18.14 | 19.59 | 19.23 | EA | SWT632 | GAA1022
SWT624 | 0 | 0.6185 | LK | 15A 120V SP TOGGLE SWITCH |  |  |  | LEV 1451-2* (SPECIFY COLOR) | MISCELLENEOUS SWITCHES | P | 1.44 | 1.73 | 1.26 | 1.26 | 1.36 | 1.53 | EA | SWT624 | GAA1110
SWT624 | 0 | 0.6185 | LK | 15A 120V SP TOGGLE SWITCH |  |  |  | LEV 1451-2* (SPECIFY COLOR) | MISCELLENEOUS SWITCHES | P | 1.44 | 1.73 | 1.26 | 1.26 | 1.36 | 1.53 | EA | SWT624 | HBL RS115* (SPECIFY COLOR)
SWT624 | 0 | 0.6185 | LK | 15A 120V SP TOGGLE SWITCH |  |  |  | LEV 1451-2* (SPECIFY COLOR) | MISCELLENEOUS SWITCHES | P | 1.44 | 1.73 | 1.26 | 1.26 | 1.36 | 1.53 | EA | SWT624 | LEV1451-2* (SPECIFY COLOR)
SWT624 | 0 | 0.6185 | LK | 15A 120V SP TOGGLE SWITCH |  |  |  | LEV 1451-2* (SPECIFY COLOR) | MISCELLENEOUS SWITCHES | P | 1.44 | 1.73 | 1.26 | 1.26 | 1.36 | 1.53 | EA | SWT624 | P&S 660-*G (SPECIFY COLOR)
XGAA1111 | 1.49 | 1.8895 | LK | SP WHT 15 A SWITCH |  |  |  | LEV 5601-2W (10/box) |  | P | 3.105 | 3.105 | 3.105 | 0 | 0 | 0 | EA | XGAA1111 | GAA1111
XGAA1210 | 7.89 | 7.89 | LK | COMB-2SP COMBO SWITCH |  |  |  | LEV 5224-2W |  | P | 7.185 | 7.185 | 7.185 | 0 | 12 | 0 | EA | XGAA1210 | GAA1210
SWT628 | 5.43 | 2.66 | LK | 20A TOGGLE SWITCH 3 WAY |  |  |  | LEV 1453-2W (10/box) | TOGGLE SWITCHES | P | 9.77 | 11.72 | 9.77 | 9.77 | 10.55 | 10.36 | EA | SWT628 | GAA1310
SWT628 | 5.43 | 2.66 | LK | 20A TOGGLE SWITCH 3 WAY |  |  |  | LEV 1453-2W (10/box) | TOGGLE SWITCHES | P | 9.77 | 11.72 | 9.77 | 9.77 | 10.55 | 10.36 | EA | SWT628 | XLK331
SWT628 | 5.43 | 2.66 | LK | 20A TOGGLE SWITCH 3 WAY |  |  |  | LEV 1453-2W (10/box) | TOGGLE SWITCHES | P | 9.77 | 11.72 | 9.77 | 9.77 | 10.55 | 10.36 | EA | SWT628 | XLK341
XGAA1311 | 2.83 | 1.9979 | LK | 3WAY WHT 15A SWITCH |  |  |  | LEV 5603-2W (10/box) |  | P | 4.395 | 4.395 | 4.395 | 0 | 5.1 | 0 | EA | XGAA1311 | GAA1311
SWT629 | 14.24 | 6.8838 | LK | 15A TOGGLE SWITCH 4 WAY |  |  |  | LEV 54504-2I | TOGGLE SWITCHES | P | 13.22 | 15.86 | 13.22 | 13.22 | 14.28 | 14.01 | EA | SWT629 | GAA1401
SWT629 | 14.24 | 6.8838 | LK | 15A TOGGLE SWITCH 4 WAY |  |  |  | LEV 54504-2I | TOGGLE SWITCHES | P | 13.22 | 15.86 | 13.22 | 13.22 | 14.28 | 14.01 | EA | SWT629 | XLK923
SWT838 | 0 | 22.12 | LK | DP 20A 277 SWITCH |  |  |  | LEV CS220-2I | TOGGLE SWITCHES | P | 10.965 | 10.965 | 10.965 | 0 | 11.85 | 14.32 | EA | SWT838 | GAA2200
REC088 | 0 | 0 | LK | 15A 250V 2P3W FLUSH MOUNT | SINGLE RECEPTACLE |  |  | LEV 5029 | RECEPTACLES | P | 6.17 | 7.4 | 5.56 | 0 | 0 | 6.54 | EA | REC088 | GAB1105
REC088 | 0 | 0 | LK | 15A 250V 2P3W FLUSH MOUNT | SINGLE RECEPTACLE |  |  | LEV 5029 | RECEPTACLES | P | 6.17 | 7.4 | 5.56 | 0 | 0 | 6.54 | EA | REC088 | LEVITON 5029 (SPECIFY COLOR)
REC108 | 0 | 1.975 | LK | 15 AMP SINGLE RECEPTACLE IVORY |  |  |  | LEV 5015-I | RECEPTACLES | P | 3.12 | 3.12 | 3.12 | 0 | 0 | 3.31 | EA | REC108 | GAB1101
REC098 | 14.24 | 0.4525 | LK | 15A 125V DUPLEX RECEPTACLE | PUSH IN/SIDE WIRE |  |  | LEV 5320- (SPEC COLOR) | RECEPTACLES | P | 6.26 | 7.51 | 6.26 | 6.26 | 1.35 | 6.26 | EA | REC098 | GAB1200
REC098 | 14.24 | 0.4525 | LK | 15A 125V DUPLEX RECEPTACLE | PUSH IN/SIDE WIRE |  |  | LEV 5320- (SPEC COLOR) | RECEPTACLES | P | 6.26 | 7.51 | 6.26 | 6.26 | 1.35 | 6.26 | EA | REC098 | GAB1210
REC098 | 14.24 | 0.4525 | LK | 15A 125V DUPLEX RECEPTACLE | PUSH IN/SIDE WIRE |  |  | LEV 5320- (SPEC COLOR) | RECEPTACLES | P | 6.26 | 7.51 | 6.26 | 6.26 | 1.35 | 6.26 | EA | REC098 | LEVITON 5320* (SPEC COLOR)
REC098 | 14.24 | 0.4525 | LK | 15A 125V DUPLEX RECEPTACLE | PUSH IN/SIDE WIRE |  |  | LEV 5320- (SPEC COLOR) | RECEPTACLES | P | 6.26 | 7.51 | 6.26 | 6.26 | 1.35 | 6.26 | EA | REC098 | RE200
REC098 | 14.24 | 0.4525 | LK | 15A 125V DUPLEX RECEPTACLE | PUSH IN/SIDE WIRE |  |  | LEV 5320- (SPEC COLOR) | RECEPTACLES | P | 6.26 | 7.51 | 6.26 | 6.26 | 1.35 | 6.26 | EA | REC098 | REC100
REC098 | 14.24 | 0.4525 | LK | 15A 125V DUPLEX RECEPTACLE | PUSH IN/SIDE WIRE |  |  | LEV 5320- (SPEC COLOR) | RECEPTACLES | P | 6.26 | 7.51 | 6.26 | 6.26 | 1.35 | 6.26 | EA | REC098 | XLK499
REC098 | 14.24 | 0.4525 | LK | 15A 125V DUPLEX RECEPTACLE | PUSH IN/SIDE WIRE |  |  | LEV 5320- (SPEC COLOR) | RECEPTACLES | P | 6.26 | 7.51 | 6.26 | 6.26 | 1.35 | 6.26 | EA | REC098 | XLK668
REC096 | 0 | 1.7092 | LK | RECEPT DUPLEX 15A 125V WHITE |  |  |  | LEV 5325-W | RECEPTACLES | P | 0 | 0 | 0 | 0 | 0 | 0 | EA | REC096 | GAB1225
REC230 | 10.13 | 8.8659 | LK | 15A 125V GFCI DUPLEX RECEPTACL | (ALL COLORS) |  |  | LEV 7599* (SPEC COLOR) | RECEPTACLES | P | 21.53 | 26.63 | 21.53 | 17.85 | 19.28 | 17.85 | EA | REC230 | GAB1300
REC230 | 10.13 | 8.8659 | LK | 15A 125V GFCI DUPLEX RECEPTACL | (ALL COLORS) |  |  | LEV 7599* (SPEC COLOR) | RECEPTACLES | P | 21.53 | 26.63 | 21.53 | 17.85 | 19.28 | 17.85 | EA | REC230 | GAB1310
REC230 | 10.13 | 8.8659 | LK | 15A 125V GFCI DUPLEX RECEPTACL | (ALL COLORS) |  |  | LEV 7599* (SPEC COLOR) | RECEPTACLES | P | 21.53 | 26.63 | 21.53 | 17.85 | 19.28 | 17.85 | EA | REC230 | LEVITON 7599 BROWN
REC230 | 10.13 | 8.8659 | LK | 15A 125V GFCI DUPLEX RECEPTACL | (ALL COLORS) |  |  | LEV 7599* (SPEC COLOR) | RECEPTACLES | P | 21.53 | 26.63 | 21.53 | 17.85 | 19.28 | 17.85 | EA | REC230 | LEVITON 7599-A ALMOND
REC230 | 10.13 | 8.8659 | LK | 15A 125V GFCI DUPLEX RECEPTACL | (ALL COLORS) |  |  | LEV 7599* (SPEC COLOR) | RECEPTACLES | P | 21.53 | 26.63 | 21.53 | 17.85 | 19.28 | 17.85 | EA | REC230 | LEVITON 7599-I IVORY
REC230 | 10.13 | 8.8659 | LK | 15A 125V GFCI DUPLEX RECEPTACL | (ALL COLORS) |  |  | LEV 7599* (SPEC COLOR) | RECEPTACLES | P | 21.53 | 26.63 | 21.53 | 17.85 | 19.28 | 17.85 | EA | REC230 | LEVITON 7599-T LIGHT ALMOND
REC230 | 10.13 | 8.8659 | LK | 15A 125V GFCI DUPLEX RECEPTACL | (ALL COLORS) |  |  | LEV 7599* (SPEC COLOR) | RECEPTACLES | P | 21.53 | 26.63 | 21.53 | 17.85 | 19.28 | 17.85 | EA | REC230 | LEVITON 7599-W WHITE
REC230 | 10.13 | 8.8659 | LK | 15A 125V GFCI DUPLEX RECEPTACL | (ALL COLORS) |  |  | LEV 7599* (SPEC COLOR) | RECEPTACLES | P | 21.53 | 26.63 | 21.53 | 17.85 | 19.28 | 17.85 | EA | REC230 | LEVITON N7599
REC230 | 10.13 | 8.8659 | LK | 15A 125V GFCI DUPLEX RECEPTACL | (ALL COLORS) |  |  | LEV 7599* (SPEC COLOR) | RECEPTACLES | P | 21.53 | 26.63 | 21.53 | 17.85 | 19.28 | 17.85 | EA | REC230 | REC234
REC230 | 10.13 | 8.8659 | LK | 15A 125V GFCI DUPLEX RECEPTACL | (ALL COLORS) |  |  | LEV 7599* (SPEC COLOR) | RECEPTACLES | P | 21.53 | 26.63 | 21.53 | 17.85 | 19.28 | 17.85 | EA | REC230 | REC236
REC230 | 10.13 | 8.8659 | LK | 15A 125V GFCI DUPLEX RECEPTACL | (ALL COLORS) |  |  | LEV 7599* (SPEC COLOR) | RECEPTACLES | P | 21.53 | 26.63 | 21.53 | 17.85 | 19.28 | 17.85 | EA | REC230 | XLK494
REC086 | 0 | 19.72 | LK | RECEPT SINGLE 20A 250V BROWN |  |  |  | LEV 2320 | RECEPTACLES | P | 12.8 | 15.36 | 12.8 | 11.52 | 12.8 | 14.72 | EA | REC086 | GAB2040
REC110 | 13.31 | 17.895 | LK | 20 AMP 1 PHASE TWIST | LOCK RECEPTACLE |  |  | LEV 2430 | RECEPTACLES | P | 33.34 | 33.34 | 33.34 | 0 | 20.52 | 37.12 | EA | REC110 | GAB2041
REC110 | 13.31 | 17.895 | LK | 20 AMP 1 PHASE TWIST | LOCK RECEPTACLE |  |  | LEV 2430 | RECEPTACLES | P | 33.34 | 33.34 | 33.34 | 0 | 20.52 | 37.12 | EA | REC110 | XLK449
REC112 | 0 | 14.7433 | LK | 30-50 AMP 3-POLE 3W | SURFACE MOUNT RECEPTACLE |  |  | LEV 5054 | RECEPTACLES | P | 6.23 | 6.23 | 6.23 | 0 | 12.58 | 12.58 | EA | REC112 | GAB3031
REC084 | 0 | 1.97 | LK | 20A 125V 2P3W FLUSH MOUNT | SINGLE RECEPTACLE (NARROW) |  |  | LEV 5801 | RECEPTACLES | P | 5.18 | 6.22 | 4.56 | 0 | 28.12 | 28.12 | EA | REC084 | GAB2100
REC084 | 0 | 1.97 | LK | 20A 125V 2P3W FLUSH MOUNT | SINGLE RECEPTACLE (NARROW) |  |  | LEV 5801 | RECEPTACLES | P | 5.18 | 6.22 | 4.56 | 0 | 28.12 | 28.12 | EA | REC084 | GAB2101
REC084 | 0 | 1.97 | LK | 20A 125V 2P3W FLUSH MOUNT | SINGLE RECEPTACLE (NARROW) |  |  | LEV 5801 | RECEPTACLES | P | 5.18 | 6.22 | 4.56 | 0 | 28.12 | 28.12 | EA | REC084 | LEVITON 5801 (SPECIFY COLOR)
REC090 | 0 | 1.97 | LK | 20A 250V 2P3W FLUSH MOUNT | SINGLE RECEPTACLE (NARROW) |  |  | LEV 5821 | RECEPTACLES | P | 6.9 | 8.28 | 6.01 | 5.85 | 0 | 7.31 | EA | REC090 | GAB2106
REC090 | 0 | 1.97 | LK | 20A 250V 2P3W FLUSH MOUNT | SINGLE RECEPTACLE (NARROW) |  |  | LEV 5821 | RECEPTACLES | P | 6.9 | 8.28 | 6.01 | 5.85 | 0 | 7.31 | EA | REC090 | LEVITON 5821 (SPECIFY COLOR)
REC090 | 0 | 1.97 | LK | 20A 250V 2P3W FLUSH MOUNT | SINGLE RECEPTACLE (NARROW) |  |  | LEV 5821 | RECEPTACLES | P | 6.9 | 8.28 | 6.01 | 5.85 | 0 | 7.31 | EA | REC090 | NEMA 6-20R
REC080 | 0 | 0 | LK | RECEPT SINGLE GROUND | 20A 125V ORANGE |  |  | LEV 5361-IG | RECEPTACLES | P | 0 | 0 | 0 | 0 | 0 | 0 | EA | REC080 | GAB2115
REC092 | 0 | 0 | LK | 20A 125V 2P3W FLUSH MOUNT | DUPLEX RECEPTACLE |  |  | LEV 5362 | RECEPTACLES | P | 16.15 | 19.38 | 14.06 | 0 | 0 | 17.12 | EA | REC092 | GAB2215
REC092 | 0 | 0 | LK | 20A 125V 2P3W FLUSH MOUNT | DUPLEX RECEPTACLE |  |  | LEV 5362 | RECEPTACLES | P | 16.15 | 19.38 | 14.06 | 0 | 0 | 17.12 | EA | REC092 | LEVITON 5362 (SPECIFY COLOR)
REC092 | 0 | 0 | LK | 20A 125V 2P3W FLUSH MOUNT | DUPLEX RECEPTACLE |  |  | LEV 5362 | RECEPTACLES | P | 16.15 | 19.38 | 14.06 | 0 | 0 | 17.12 | EA | REC092 | NEMA5-20R
REC120 | 0 | 8.82 | LK | 30-50 AMP 3-POLE 4W | FLUSH MOUNT RECEPTACLE |  |  | LEV 278 NEMA 14-30R | RECEPTACLES | P | 10.5 | 10.5 | 10.5 | 0 | 10.69 | 25.33 | EA | REC120 | GAB3041
REC116 | 0 | 0 | LK | 30-50 AMP DOUBLE POOL | 3W FLUSH MOUNT RECEPTACLE |  |  | LEV 7313 | RECEPTACLES | P | 11.67 | 11.67 | 11.67 | 0 | 0 | 12.37 | EA | REC116 | GAB3040
REC076 | 5.2968 | 13.99 | LK | 50A 125/250V 3P3W SURFACE- | MOUNT RECEPTACLE |  |  | LEV 5050 | RECEPTACLES | P | 8.96 | 10.75 | 7.8 | 0 | 8.96 | 8.96 | EA | REC076 | GAB5030
REC076 | 5.2968 | 13.99 | LK | 50A 125/250V 3P3W SURFACE- | MOUNT RECEPTACLE |  |  | LEV 5050 | RECEPTACLES | P | 8.96 | 10.75 | 7.8 | 0 | 8.96 | 8.96 | EA | REC076 | HUBBELL RR350
REC076 | 5.2968 | 13.99 | LK | 50A 125/250V 3P3W SURFACE- | MOUNT RECEPTACLE |  |  | LEV 5050 | RECEPTACLES | P | 8.96 | 10.75 | 7.8 | 0 | 8.96 | 8.96 | EA | REC076 | LEVITON 5050
REC076 | 5.2968 | 13.99 | LK | 50A 125/250V 3P3W SURFACE- | MOUNT RECEPTACLE |  |  | LEV 5050 | RECEPTACLES | P | 8.96 | 10.75 | 7.8 | 0 | 8.96 | 8.96 | EA | REC076 | NEMA 10-50R
REC076 | 5.2968 | 13.99 | LK | 50A 125/250V 3P3W SURFACE- | MOUNT RECEPTACLE |  |  | LEV 5050 | RECEPTACLES | P | 8.96 | 10.75 | 7.8 | 0 | 8.96 | 8.96 | EA | REC076 | P&S 385
REC114 | 6.3 | 4.69 | LK | 30-50 AMP 3-POLE 4W | SURFACE MOUNT RECEPTACLE |  |  | LEV 55050 | RECEPTACLES | P | 12.56 | 12.56 | 12.56 | 0 | 12.25 | 13.98 | EA | REC114 | GAB5031
REC118 | 3.617 | 3.58 | LK | 30-50 AMP 3-POLE 3W | FLUSH MOUNT RECEPTACLE |  |  | LEV 5206 NEMA10-50R | RECEPTACLES | P | 3.17 | 3.17 | 3.17 | 0 | 18.45 | 18.45 | EA | REC118 | GAB5040
PLU422 | 0 | 14.24 | LK | PLUG 2P 3W 15A 125V |  |  |  | LEV 515PV | EXTENSION CORD PLUGS | P | 37.27 | 44.73 | 37.27 | 33.55 | 27.81 | 27.81 | EA | PLU422 | XGAC1010
PLU406 | 0 | 22.71 | LK | 30A 125/250V ANGLED MALE CORD | PLUG STR BLADE |  |  | MID C32U | EXTENSION CORD PLUGS | P | 25.02 | 25.02 | 25.02 | 0 | 0 | 26.52 | EA | PLU406 | MIDWEST C32
PLU406 | 0 | 22.71 | LK | 30A 125/250V ANGLED MALE CORD | PLUG STR BLADE |  |  | MID C32U | EXTENSION CORD PLUGS | P | 25.02 | 25.02 | 25.02 | 0 | 0 | 26.52 | EA | PLU406 | XGAC3000
PLU436 | 10.8448 | 15.89 | LK | 30A 125/250V 3P4W ANGLED | MALE CORD PLUG STR BLADE |  |  | MIDW C34 | EXTENSION CORD PLUGS | P | 0 | 0 | 0 | 0 | 21.44 | 21.44 | EA | PLU436 | L14-30P
PLU436 | 10.8448 | 15.89 | LK | 30A 125/250V 3P4W ANGLED | MALE CORD PLUG STR BLADE |  |  | MIDW C34 | EXTENSION CORD PLUGS | P | 0 | 0 | 0 | 0 | 21.44 | 21.44 | EA | PLU436 | LEV 9432P
PLU436 | 10.8448 | 15.89 | LK | 30A 125/250V 3P4W ANGLED | MALE CORD PLUG STR BLADE |  |  | MIDW C34 | EXTENSION CORD PLUGS | P | 0 | 0 | 0 | 0 | 21.44 | 21.44 | EA | PLU436 | MIDW C34
PLU436 | 10.8448 | 15.89 | LK | 30A 125/250V 3P4W ANGLED | MALE CORD PLUG STR BLADE |  |  | MIDW C34 | EXTENSION CORD PLUGS | P | 0 | 0 | 0 | 0 | 21.44 | 21.44 | EA | PLU436 | P&S 5746AN
PLU436 | 10.8448 | 15.89 | LK | 30A 125/250V 3P4W ANGLED | MALE CORD PLUG STR BLADE |  |  | MIDW C34 | EXTENSION CORD PLUGS | P | 0 | 0 | 0 | 0 | 21.44 | 21.44 | EA | PLU436 | XGAC3020
PLU438 | 0 | 33.512 | LK | 60A 120/208V ANGLED MALE CORD | PLUG STR BLADE |  |  | MID C54U | EXTENSION CORD PLUGS | P | 0 | 0 | 0 | 0 | 45.62 | 45.62 | EA | PLU438 | MIDWEST C54
PLU438 | 0 | 33.512 | LK | 60A 120/208V ANGLED MALE CORD | PLUG STR BLADE |  |  | MID C54U | EXTENSION CORD PLUGS | P | 0 | 0 | 0 | 0 | 45.62 | 45.62 | EA | PLU438 | XGAC5000
PLU440 | 0 | 10.845 | LK | 50A 125/250V ANGLED MALE CORD | PLUG STR BLADE |  |  | MID C53 | EXTENSION CORD PLUGS | P | 0 | 0 | 0 | 0 | 25.76 | 25.76 | EA | PLU440 | MIDWEST C53
PLU440 | 0 | 10.845 | LK | 50A 125/250V ANGLED MALE CORD | PLUG STR BLADE |  |  | MID C53 | EXTENSION CORD PLUGS | P | 0 | 0 | 0 | 0 | 25.76 | 25.76 | EA | PLU440 | XGAC5001
REC122 | 0 | 33.81 | LK | 2W-3PG RECEPTACLE |  |  |  | CRH CC55 | RECEPTACLES | P | 33.56 | 33.56 | 33.56 | 33.56 | 50.22 | 46.5 | EA | REC122 | GAH0120
PLU432 | 0 | 0 | LK | 20A 125/250V 3P3W NON-GRNDING | MALE TWISTLOCK CORD PLUG |  |  | LEV 7311SS | EXTENSION CORD PLUGS | P | 0 | 0 | 0 | 0 | 0 | 0 | EA | PLU432 | COOPER EAGLE 825-BOX
PLU432 | 0 | 0 | LK | 20A 125/250V 3P3W NON-GRNDING | MALE TWISTLOCK CORD PLUG |  |  | LEV 7311SS | EXTENSION CORD PLUGS | P | 0 | 0 | 0 | 0 | 0 | 0 | EA | PLU432 | COOPER HART LOCK 9965C
PLU432 | 0 | 0 | LK | 20A 125/250V 3P3W NON-GRNDING | MALE TWISTLOCK CORD PLUG |  |  | LEV 7311SS | EXTENSION CORD PLUGS | P | 0 | 0 | 0 | 0 | 0 | 0 | EA | PLU432 | GAG2011
PLU432 | 0 | 0 | LK | 20A 125/250V 3P3W NON-GRNDING | MALE TWISTLOCK CORD PLUG |  |  | LEV 7311SS | EXTENSION CORD PLUGS | P | 0 | 0 | 0 | 0 | 0 | 0 | EA | PLU432 | L14-20
PLU432 | 0 | 0 | LK | 20A 125/250V 3P3W NON-GRNDING | MALE TWISTLOCK CORD PLUG |  |  | LEV 7311SS | EXTENSION CORD PLUGS | P | 0 | 0 | 0 | 0 | 0 | 0 | EA | PLU432 | LEV 9965-C
PLU432 | 0 | 0 | LK | 20A 125/250V 3P3W NON-GRNDING | MALE TWISTLOCK CORD PLUG |  |  | LEV 7311SS | EXTENSION CORD PLUGS | P | 0 | 0 | 0 | 0 | 0 | 0 | EA | PLU432 | P&S 7311-SS
PLU432 | 0 | 0 | LK | 20A 125/250V 3P3W NON-GRNDING | MALE TWISTLOCK CORD PLUG |  |  | LEV 7311SS | EXTENSION CORD PLUGS | P | 0 | 0 | 0 | 0 | 0 | 0 | EA | PLU432 | WOOD 26T08
PLU430 | 0 | 14.474 | LK | 30A 125/250V 3P4W MALE TWIST | LOCK CORD PLUG |  |  | LEV 2711/L14-30 | EXTENSION CORD PLUGS | P | 46.36 | 55.63 | 46.36 | 0 | 39.96 | 49.14 | EA | PLU430 | COOPER HART LOCK L1430P
PLU430 | 0 | 14.474 | LK | 30A 125/250V 3P4W MALE TWIST | LOCK CORD PLUG |  |  | LEV 2711/L14-30 | EXTENSION CORD PLUGS | P | 46.36 | 55.63 | 46.36 | 0 | 39.96 | 49.14 | EA | PLU430 | GAG3012
PLU430 | 0 | 14.474 | LK | 30A 125/250V 3P4W MALE TWIST | LOCK CORD PLUG |  |  | LEV 2711/L14-30 | EXTENSION CORD PLUGS | P | 46.36 | 55.63 | 46.36 | 0 | 39.96 | 49.14 | EA | PLU430 | HBL HBL2711
PLU430 | 0 | 14.474 | LK | 30A 125/250V 3P4W MALE TWIST | LOCK CORD PLUG |  |  | LEV 2711/L14-30 | EXTENSION CORD PLUGS | P | 46.36 | 55.63 | 46.36 | 0 | 39.96 | 49.14 | EA | PLU430 | HBL SELECT SPEC L1430P
PLU430 | 0 | 14.474 | LK | 30A 125/250V 3P4W MALE TWIST | LOCK CORD PLUG |  |  | LEV 2711/L14-30 | EXTENSION CORD PLUGS | P | 46.36 | 55.63 | 46.36 | 0 | 39.96 | 49.14 | EA | PLU430 | L14-30
PLU430 | 0 | 14.474 | LK | 30A 125/250V 3P4W MALE TWIST | LOCK CORD PLUG |  |  | LEV 2711/L14-30 | EXTENSION CORD PLUGS | P | 46.36 | 55.63 | 46.36 | 0 | 39.96 | 49.14 | EA | PLU430 | LEV 2711
PLU430 | 0 | 14.474 | LK | 30A 125/250V 3P4W MALE TWIST | LOCK CORD PLUG |  |  | LEV 2711/L14-30 | EXTENSION CORD PLUGS | P | 46.36 | 55.63 | 46.36 | 0 | 39.96 | 49.14 | EA | PLU430 | WOOD 28T74
CRSC628 | 41.8 | 207.65 | LK | RCPT AND HSG COVER |  |  |  | CRH DS96 | BOX COVERS | P | 95.66 | 114.79 | 83.18 | 79.02 | 79.02 | 348 | EA | CRSC628 | GAH0110
CRSC628 | 41.8 | 207.65 | LK | RCPT AND HSG COVER |  |  |  | CRH DS96 | BOX COVERS | P | 95.66 | 114.79 | 83.18 | 79.02 | 79.02 | 348 | EA | CRSC628 | XLK1100
CRSB174 | 0 | 0 | LK | BACK BOX |  |  |  | CRH ARE23 | ARE BOXES | P | 49.41 | 49.41 | 49.41 | 0 | 0 | 52.37 | EA | CRSB174 | GAH0360
PLU428 | 0 | 0 | LK | 10A 600V 3PH FEMALE RECEPTACLE | WITH 12" LEADS |  |  | WOD 1R3004A20A120 | EXTENSION CORD PLUGS | P | 0 | 0 | 0 | 0 | 0 | 0 | EA | PLU428 | GAK0031
PLU428 | 0 | 0 | LK | 10A 600V 3PH FEMALE RECEPTACLE | WITH 12" LEADS |  |  | WOD 1R3004A20A120 | EXTENSION CORD PLUGS | P | 0 | 0 | 0 | 0 | 0 | 0 | EA | PLU428 | WOOD 1R3004A20A120
PLU442 | 0 | 0 | LK | CORDSET FEMALE 3P 10A 600V |  |  |  | WOD 40902 | EXTENSION CORD PLUGS | P | 0 | 0 | 0 | 0 | 0 | 0 | EA | PLU442 | GAK1010
PLU412 | 16.05 | 16.05 | LK | WEATHERPROOF FEMALE | EXTENSION CORD CONN 15 OR 20A |  |  | WOD 15W47 WT | EXTENSION CORD PLUGS | P | 39.63 | 39.63 | 39.63 | 0 | 44.98 | 44.98 | EA | PLU412 | GAK1100
PLU450 | 0 | 12.78 | LK | 20A 125/250V 3P3W NON-GRND WP | FEMALE TWISTLOCK CONNECTOR |  |  | WOD 27W08 | EXTENSION CORD PLUGS | P | 45.72 | 0 | 45.72 | 0 | 24.84 | 48.46 | EA | PLU450 | COOPER HART LOCK 7314CW
PLU450 | 0 | 12.78 | LK | 20A 125/250V 3P3W NON-GRND WP | FEMALE TWISTLOCK CONNECTOR |  |  | WOD 27W08 | EXTENSION CORD PLUGS | P | 45.72 | 0 | 45.72 | 0 | 24.84 | 48.46 | EA | PLU450 | ERIC 2416CW6P
PLU450 | 0 | 12.78 | LK | 20A 125/250V 3P3W NON-GRND WP | FEMALE TWISTLOCK CONNECTOR |  |  | WOD 27W08 | EXTENSION CORD PLUGS | P | 45.72 | 0 | 45.72 | 0 | 24.84 | 48.46 | EA | PLU450 | GAK2200
PLU450 | 0 | 12.78 | LK | 20A 125/250V 3P3W NON-GRND WP | FEMALE TWISTLOCK CONNECTOR |  |  | WOD 27W08 | EXTENSION CORD PLUGS | P | 45.72 | 0 | 45.72 | 0 | 24.84 | 48.46 | EA | PLU450 | LEV 27W08
PLU450 | 0 | 12.78 | LK | 20A 125/250V 3P3W NON-GRND WP | FEMALE TWISTLOCK CONNECTOR |  |  | WOD 27W08 | EXTENSION CORD PLUGS | P | 45.72 | 0 | 45.72 | 0 | 24.84 | 48.46 | EA | PLU450 | WOOD 27W08
LAM552 | 129.5 | 1.68 | LK | KEYLESS PORCEALIN LAMPHOLDER |  |  |  | LEV 9875 | LAMPHOLDER | P | 4.63 | 5.56 | 4.63 | 4.63 | 3.35 | 5.53 | EA | LAM552 | GAL0000
LAM552 | 129.5 | 1.68 | LK | KEYLESS PORCEALIN LAMPHOLDER |  |  |  | LEV 9875 | LAMPHOLDER | P | 4.63 | 5.56 | 4.63 | 4.63 | 3.35 | 5.53 | EA | LAM552 | XL001
LAM552 | 129.5 | 1.68 | LK | KEYLESS PORCEALIN LAMPHOLDER |  |  |  | LEV 9875 | LAMPHOLDER | P | 4.63 | 5.56 | 4.63 | 4.63 | 3.35 | 5.53 | EA | LAM552 | XLK408
LAM554 | 0 | 0 | LK | BRN CLEAT LAMPHOLDER |  |  |  | LEV 9063 MED BRN | LAMPHOLDER | P | 5.03 | 5.03 | 5.03 | 0 | 0 | 5.33 | EA | LAM554 | GAL0010
LAM558 | 0 | 2.78 | LK | BI-PIN FLUORESCENT LAMPHOLDER |  |  |  | LEV 13053-UN | LAMPHOLDER | P | 2.64 | 2.64 | 2.64 | 0 | 5 | 6.86 | EA | LAM558 | GAL0030
LAM558 | 0 | 2.78 | LK | BI-PIN FLUORESCENT LAMPHOLDER |  |  |  | LEV 13053-UN | LAMPHOLDER | P | 2.64 | 2.64 | 2.64 | 0 | 5 | 6.86 | EA | LAM558 | XSL014
LAM556 | 0 | 0 | LK | SINGLE PIN FLUORESCENT | LAMPHOLDER |  |  | LEV 2536 | LAMPHOLDER | P | 12.94 | 15.52 | 11.65 | 8.74 | 9.44 | 13.72 | EA | LAM556 | GAL1001
LAM154 | 0 | 0 | LK | LAMPHOLDER SINGLE FIXED 660W | 600V |  |  | LEV 2537 | LAMPS | P | 0 | 0 | 0 | 0 | 0 | 0 | EA | LAM154 | GAL1011
WIC709 | 0 | 0.726 | LK | CONNECTOR TWIST FEMALE F-TYPE |  |  |  | AIM 25-7180 | COMMUNICATIONS CABLE | P | 0 | 0 | 0 | 0 | 0 | 1.64 | EA | WIC709 | GAN0004
PLA222 | 0 | 1.31 | LK | WALL PHONE JACK ALL COLORS |  |  |  | TELETEK 279-382 RADIO SHACK | PLATES FOR SWITCHES AND RECP. | P | 8.99 | 8.99 | 8.99 | 0 | 2.87 | 10 | EA | PLA222 | GAN0030
PLA224 | 0 | 4.98 | LK | PHONE JACK 4C IVORY |  |  |  | LEV 4625A-24I | PLATES FOR SWITCHES AND RECP. | P | 0 | 0 | 0 | 0 | 9.86 | 9.86 | EA | PLA224 | GAN0031
PLA226 | 0 | 0 | LK | WALL PHONE JACK 4C |  |  |  | LEV 40249 | PLATES FOR SWITCHES AND RECP. | P | 0 | 0 | 0 | 0 | 0 | 0 | EA | PLA226 | GAN0032
PLA226 | 0 | 0 | LK | WALL PHONE JACK 4C |  |  |  | LEV 40249 | PLATES FOR SWITCHES AND RECP. | P | 0 | 0 | 0 | 0 | 0 | 0 | EA | PLA226 | GAN0033
PLA226 | 0 | 0 | LK | WALL PHONE JACK 4C |  |  |  | LEV 40249 | PLATES FOR SWITCHES AND RECP. | P | 0 | 0 | 0 | 0 | 0 | 0 | EA | PLA226 | PLA228
FUM592 | 0 | 0 | LK | TYPE NON FUSE |  |  |  | LTF NLN20 | FUSES (MISC.) (MIDGET FUSES) | P | 1.44 | 1.44 | 1.44 | 0 | 0 | 1.53 | EA | FUM592 | XLK1172
FUM594 | 0 | 0 | LK | 125V FUSE |  |  | LTF T30 | LTF S0015 | FUSES (MISC.) (MIDGET FUSES) | P | 2.1 | 2.1 | 2.1 | 0 | 0 | 2.23 | EA | FUM594 | XLK1053
FUA598 | 0 | 266.9111 | LK | 400-200A 250/600V FUSE REDUCER |  |  |  | LTF LRU2642R | FUSE ADAPTERS (PAIRS) | P | 337.97 | 405.56 | 337.97 | 337.97 | 497.88 | 461 | EA | FUA598 | BUSSMAN NO.2642
FUA598 | 0 | 266.9111 | LK | 400-200A 250/600V FUSE REDUCER |  |  |  | LTF LRU2642R | FUSE ADAPTERS (PAIRS) | P | 337.97 | 405.56 | 337.97 | 337.97 | 497.88 | 461 | EA | FUA598 | HAO0005
FUA598 | 0 | 266.9111 | LK | 400-200A 250/600V FUSE REDUCER |  |  |  | LTF LRU2642R | FUSE ADAPTERS (PAIRS) | P | 337.97 | 405.56 | 337.97 | 337.97 | 497.88 | 461 | EA | FUA598 | LITTELFUSE LRU2642
FUA598 | 0 | 266.9111 | LK | 400-200A 250/600V FUSE REDUCER |  |  |  | LTF LRU2642R | FUSE ADAPTERS (PAIRS) | P | 337.97 | 405.56 | 337.97 | 337.97 | 497.88 | 461 | EA | FUA598 | LITTELFUSE LRU2642R
FUA598 | 0 | 266.9111 | LK | 400-200A 250/600V FUSE REDUCER |  |  |  | LTF LRU2642R | FUSE ADAPTERS (PAIRS) | P | 337.97 | 405.56 | 337.97 | 337.97 | 497.88 | 461 | EA | FUA598 | MERTZEN 422
FUA598 | 0 | 266.9111 | LK | 400-200A 250/600V FUSE REDUCER |  |  |  | LTF LRU2642R | FUSE ADAPTERS (PAIRS) | P | 337.97 | 405.56 | 337.97 | 337.97 | 497.88 | 461 | EA | FUA598 | MERTZEN R422
FUA598 | 0 | 266.9111 | LK | 400-200A 250/600V FUSE REDUCER |  |  |  | LTF LRU2642R | FUSE ADAPTERS (PAIRS) | P | 337.97 | 405.56 | 337.97 | 337.97 | 497.88 | 461 | EA | FUA598 | XLK974
IAA0102 | 0 | 85.81 | LK | LOADCENTER 100A 20CKT | [5 empty] | P | 0 | 0 | 0 | 0 | 0 | 0 | EA | ? | ?
HUS272 | 0 | 0 | LK | BLANK HUB PLATE SIEMANS |  |  |  | SIEMANS/ITE ECHS000 | HUBS, SAFETY SWITCH SIEMENS | P | 7.5 | 9 | 7.5 | 7.5 | 8.1 | 8.1 | EA | HUS272 | FURNAS
HUS272 | 0 | 0 | LK | BLANK HUB PLATE SIEMANS |  |  |  | SIEMANS/ITE ECHS000 | HUBS, SAFETY SWITCH SIEMENS | P | 7.5 | 9 | 7.5 | 7.5 | 8.1 | 8.1 | EA | HUS272 | IAB0005
HUS272 | 0 | 0 | LK | BLANK HUB PLATE SIEMANS |  |  |  | SIEMANS/ITE ECHS000 | HUBS, SAFETY SWITCH SIEMENS | P | 7.5 | 9 | 7.5 | 7.5 | 8.1 | 8.1 | EA | HUS272 | SIEMANS/ITE ECHS000
BRKS450 | 1.41 | 4.4883 | LK | BREAKER RETAINER CLIP |  |  |  | ITE ECMBR1 QP |  | P | 3.9 | 4.68 | 3.39 | 3.39 | 5 | 0 | EA | BRKS450 | IAD0001
BRKS098 | 0 | 9.08 | LK | SP 10A BREAKER |  |  |  | ITE Q110 | SP - 120 VOLT SIEMENS BREAKER | P | 19.34 | 23.41 | 19.34 | 15.47 | 16.71 | 19.34 | EA | BRKS098 | IAD0110
BRKS250 | 0 | 39.65 | LK | SIEMENS 15A GFCI BRKR 1P |  |  |  | ITE QF115 | SIEMENS GROUND FAULT BREAKERS | P | 53.76 | 64.51 | 53.76 | 53.76 | 78.39 | 78.39 | EA | BRKS250 | IAD0112
BRKS101 | 0 | 0 | LK | BREAKER 15A 2-SP SLIMLINE | BREAKER |  |  | ITE Q1515 | SP - 120 VOLT SIEMENS BREAKER | P | 40.16 | 48.2 | 40.16 | 32.13 | 34.7 | 34.7 | EA | BRKS101 | IAD0114
BRKS350 | 0 | 38.59 | LK | 15A 1P BRKR |  |  |  | ITE Q115AF | SIEMENS ARC FAULT BREAKERS | P | 141.95 | 170.34 | 141.95 | 113.56 | 122.64 | 150.47 | EA | BRKS350 | IAD0116
BRKS350 | 0 | 38.59 | LK | 15A 1P BRKR |  |  |  | ITE Q115AF | SIEMENS ARC FAULT BREAKERS | P | 141.95 | 170.34 | 141.95 | 113.56 | 122.64 | 150.47 | EA | BRKS350 | XLK1084
BRKS352 | 4.15 | 33.54 | LK | 20A 1P BRKR |  |  |  | ITE Q120AF | SIEMENS ARC FAULT BREAKERS | P | 141.95 | 170.34 | 141.95 | 113.56 | 122.64 | 150.47 | EA | BRKS352 | IAD0126
BRKS106 | 0 | 4.58 | LK | 30 AMP SP SIEMENS BREAKER |  |  |  | ITE Q130 | SP - 120 VOLT SIEMENS BREAKER | P | 19.34 | 23.21 | 19.34 | 15.47 | 7.02 | 18.7 | EA | BRKS106 | IAD0130
BRKS108 | 0 | 0 | LK | SP 40 AMP SIEMENS BREAKER |  |  |  | ITE Q140 | SP - 120 VOLT SIEMENS BREAKER | P | 19.34 | 23.21 | 19.34 | 15.47 | 16.71 | 18.7 | EA | BRKS108 | IAD0140
BRKS198 | 0 | 9.382 | LK | 15 AMP 240V DP SIEMENS | CIRCUIT BRKR |  |  | ITE Q215 | DP - 240 VOLT SIEMENS BREAKER | P | 41.44 | 49.73 | 41.44 | 33.15 | 35.8 | 45.45 | EA | BRKS198 | IAD0215
BRKS300 | 175.91 | 201.28 | LK | 20A 2P EPD GFI BRKR | SIEMENS |  |  | ITE QE220 | SIEMENS GROUND FAULT BREAKERS | P | 223.23 | 267.88 | 223.23 | 0 | 405.54 | 375.5 | EA | BRKS300 | EL624
BRKS300 | 175.91 | 201.28 | LK | 20A 2P EPD GFI BRKR | SIEMENS |  |  | ITE QE220 | SIEMENS GROUND FAULT BREAKERS | P | 223.23 | 267.88 | 223.23 | 0 | 405.54 | 375.5 | EA | BRKS300 | IAD0221
BRKS360 | 29.55 | 29.55 | LK | 20A DP SIEMENS SWITCHING | NEUTRAL BREAKER |  |  | ITE QG220 | SIEMENS SWITCHING NEUTRAL BREAKER | P | 51.75 | 62.1 | 45 | 0 | 48.6 | 58.25 | EA | BRKS360 | IAD0223
BRKS302 | 0 | 201.28 | LK | 2P 30A EQF BRKR |  |  |  | ITE QE230 | SIEMENS GROUND FAULT BREAKERS | P | 167.46 | 200.95 | 167.46 | 0 | 362.3 | 248.56 | EA | BRKS302 | IAD0231
BRKS210 | 0 | 24.6988 | LK | 70A DP SIEMENS BREAKER |  |  |  | ITE Q270 | DP - 240 VOLT SIEMENS BREAKER | P | 84.15 | 100.98 | 84.15 | 67.32 | 72.71 | 84.15 | EA | BRKS210 | IAD0270
BRKS224 | 0 | 0 | LK | 30 AMP 3 POLE SIEMENS | CIRCUIT BREAKER |  |  | ITE Q330 | SIEMENS 3 POLE BREAKERS | P | 147.48 | 176.97 | 147.48 | 117.98 | 127.42 | 147.48 | EA | BRKS224 | IAD0330
BRKS238 | 0 | 71.28 | LK | 100 AMP 3 POLE SIEMENS | CIRCUIT BREAKER |  |  | ITE Q3100 | SIEMENS 3 POLE BREAKERS | P | 221 | 265.2 | 221 | 176.8 | 190.94 | 221 | EA | BRKS238 | IAD3100
BRKQ800 | 0 | 10.29 | LK | SQD HOMELINE 2P 20A BRKR |  |  |  | SQD HOM220 | SQUARE D 2 POLE BOLT ON BREAKERS | P | 19.21 | 23.05 | 16.7 | 15.03 | 16.23 | 26 | EA | BRKQ800 | IAI0221
BOX452 | 43.44 | 44.94 | LK | 50A POWER OUTLET BOX |  |  |  | MID U054 | MIDWEST PWR OUTLET BOXES | P | 79.7 | 95.63 | 69.3 | 69.3 | 98.28 | 96.46 | EA | BOX452 | IAK0050
BOX458 | 0 | 150.42 | LK | 200A 1PH TERMINAL BOX |  |  |  | MID T1220 | MIDWEST PWR OUTLET BOXES | P | 161.36 | 193.63 | 140.31 | 140.31 | 243 | 290 | EA | BOX458 | IAK0200
MET606 | 0 | 0 | LK | 13 TERMINAL METER BASE |  |  |  | MIL UC7445-RL | METER BASES | P | 448.92 | 538.7 | 448.92 | 448.92 | 484.83 | 475.86 | EA | MET606 | IAL0100
MET622 | 0 | 147 | LK | METERBASE 200A 1PH 4TRM OH/UG |  |  |  | MIL U9865-RRL | METER BASES | P | 310.07 | 372.08 | 310.07 | 310.07 | 334.88 | 387.99 | EA | MET622 | IAL0310
ARS280 | 0 | 0 | LK | 1 PH LIGHTNING ARRESTER | SECONDARY |  |  | INT AG2401 (LA302) | SECONDARY ARRESTERS | P | 28.96 | 34.76 | 25.19 | 25.19 | 27.21 | 30.7 | EA | ARS280 | IAP0000
COIA104 | 0 | 0 | LK | SIZE 0 480V COIL |  |  |  | ALB 70A288 | ALLEN BRADLEY COILS | P | 88.73 | 106.48 | 77.16 | 77.16 | 83.33 | 94.05 | EA | COIA104 | JAA0011
COIA112 | 0 | 48.66 | LK | SIZE 1 480V COIL |  |  |  | ALB 71A288 | ALLEN BRADLEY COILS | P | 100.73 | 120.87 | 87.59 | 87.59 | 94.6 | 106.77 | EA | COIA112 | JAA0012
COIA136 | 0 | 0 | LK | SIZE 4 480V COIL |  |  |  | ALB 74A288 | ALLEN BRADLEY COILS | P | 375.91 | 451.09 | 326.88 | 326.88 | 353.03 | 398.46 | EA | COIA136 | JAA0017
COIA106 | 0 | 0 | LK | SIZE 0-1 200-208V COIL |  |  |  | ALB CB249 | ALLEN BRADLEY COILS | P | 152.38 | 182.86 | 152.38 | 137.14 | 152.38 | 152.38 | EA | COIA106 | JAA0051
COIA113 | 0 | 87 | LK | SIZE 0-1 480V COIL |  |  |  | ALB CB273 | ALLEN BRADLEY COILS | P | 178.25 | 213.9 | 155 | 155 | 167.4 | 188.95 | EA | COIA113 | JAA0053
COIA128 | 0 | 0 | LK | SIZE 3 480V COIL |  |  |  | ALB CD-273 | ALLEN BRADLEY COILS | P | 375.91 | 451.09 | 326.88 | 326.88 | 353.03 | 398.46 | EA | COIA128 | JAA0303
COIA132 | 138.55 | 138.55 | LK | SIZE 4 120V COIL |  |  |  | ALB CE236 | ALLEN BRADLEY COILS | P | 375.91 | 451.09 | 326.88 | 326.88 | 353.03 | 398.46 | EA | COIA132 | ALLEN BRADLEY CE-236
COIA132 | 138.55 | 138.55 | LK | SIZE 4 120V COIL |  |  |  | ALB CE236 | ALLEN BRADLEY COILS | P | 375.91 | 451.09 | 326.88 | 326.88 | 353.03 | 398.46 | EA | COIA132 | JAA0400
COIA132 | 138.55 | 138.55 | LK | SIZE 4 120V COIL |  |  |  | ALB CE236 | ALLEN BRADLEY COILS | P | 375.91 | 451.09 | 326.88 | 326.88 | 353.03 | 398.46 | EA | COIA132 | REYNOLDS ALBRCE236
COIA132 | 138.55 | 138.55 | LK | SIZE 4 120V COIL |  |  |  | ALB CE236 | ALLEN BRADLEY COILS | P | 375.91 | 451.09 | 326.88 | 326.88 | 353.03 | 398.46 | EA | COIA132 | XLK902
COIA145 | 0 | 0 | LK | SIZE 5 480V COIL |  |  |  | ALB AF273 | ALLEN BRADLEY COILS | P | 346.77 | 416.12 | 346.77 | 346.77 | 374.51 | 374.51 | EA | COIA145 | JAA0504
COIA137 | 0 | 0 | LK | SIZE 4 480V COIL |  |  |  | ALB CE-273 | ALLEN BRADLEY COILS | P | 326.88 | 392.26 | 326.88 | 326.88 | 353.03 | 353.03 | EA | COIA137 | JAA0403
COIA144 | 0 | 0 | LK | SIZE 5 480V COIL |  |  |  | ALB CF273 | ALLEN BRADLEY COILS | P | 336.89 | 404.27 | 292.95 | 292.95 | 316.39 | 357.1 | EA | COIA144 | JAA0503
OPEA106 | 0 | 0 | LK | RED PUSH BUTTON |  |  |  | ALB 800T-B6A | OPERATORS, ALLEN BRADLEY | P | 53.79 | 64.55 | 53.79 | 53.79 | 58.09 | 58.09 | EA | OPEA106 | JAA8024
OPEA110 | 0 | 0 | LK | MUSHROOM CAP RED |  |  |  | ALB 800T-N246R | OPERATORS, ALLEN BRADLEY | P | 22.41 | 26.89 | 22.41 | 22.41 | 24.2 | 24.2 | EA | OPEA110 | JAA8030
OPEA112 | 0 | 0 | LK | CAP MUSHROOM RED JUMBO |  |  |  | ALB 800T-N208A | OPERATORS, ALLEN BRADLEY | P | 29.87 | 35.84 | 29.87 | 29.87 | 32.26 | 32.26 | EA | OPEA112 | JAA8032
OPEA114 | 0 | 0 | LK | CAP PUSH BUTTON PILOT LIGHT | GREEN |  |  | ALB 800T-N26G G | OPERATORS, ALLEN BRADLEY | P | 12.68 | 15.22 | 12.68 | 12.68 | 13.69 | 13.69 | EA | OPEA114 | JAA8035
OPEA120 | 0 | 5 | LK | START LEGEND PLATE |  |  |  | ALB 800T-X547 | OPERATORS, ALLEN BRADLEY | P | 7.5 | 9 | 7.5 | 7.5 | 12.27 | 12.27 | EA | OPEA120 | JAA8041
OPEA126 | 3.16 | 3.16 | LK | EMERGENCY STOP RED | LEGEND PLATE |  |  | ALB 800T-X504 | OPERATORS, ALLEN BRADLEY | P | 7.56 | 9.07 | 7.56 | 7.56 | 8.16 | 8.16 | EA | OPEA126 | JAA8045
OPEA126 | 3.16 | 3.16 | LK | EMERGENCY STOP RED | LEGEND PLATE |  |  | ALB 800T-X504 | OPERATORS, ALLEN BRADLEY | P | 7.56 | 9.07 | 7.56 | 7.56 | 8.16 | 8.16 | EA | OPEA126 | XLK910
OPEA128 | 0 | 0 | LK | NAMEPLATE TEST |  |  |  | ALB 800T-X554 | OPERATORS, ALLEN BRADLEY | P | 7.28 | 8.74 | 7.28 | 7.28 | 7.86 | 7.86 | EA | OPEA128 | JAA8046
OPEA130 | 0 | 0 | LK | NAMEPLATE OPEN CLOSE |  |  |  | AUTO E22NS43 | OPERATORS, ALLEN BRADLEY | P | 4.88 | 5.86 | 4.88 | 4.88 | 5.27 | 5.27 | EA | OPEA130 | JAA8047
OPEA132 | 0 | 316.15 | LK | PUSH BUTTON STATION |  |  |  | ALB 800H-2HA7 | OPERATORS, ALLEN BRADLEY | P | 469.8 | 469.8 | 469.8 | 469.8 | 526.93 | 526.93 | EA | OPEA132 | JAA8023
OPEA132 | 0 | 316.15 | LK | PUSH BUTTON STATION |  |  |  | ALB 800H-2HA7 | OPERATORS, ALLEN BRADLEY | P | 469.8 | 469.8 | 469.8 | 469.8 | 526.93 | 526.93 | EA | OPEA132 | XLK1251
OPEA134 | 0 | 0 | LK | PILOT SWITCH ASSEMBLY |  |  |  | ALB 40193-415-54 | OPERATORS, ALLEN BRADLEY | P | 73.56 | 88.27 | 73.56 | 73.56 | 79.44 | 79.44 | EA | OPEA134 | JAA8052
SWTA100 | 0 | 0 | LK | PRESSURE SWITCH 12-150# |  |  |  | ALB 836T-T253J | ALLEN BRADLEY PRESSURE SWITCH | P | 434.57 | 521.48 | 434.57 | 434.57 | 469.34 | 469.34 | EA | SWTA100 | JAA8301
SWTA102 | 0 | 0 | LK | ALB PRESSURE SWITCH 40-450# |  |  |  | ALB 836T-T255J | ALLEN BRADLEY PRESSURE SWITCH | P | 671.31 | 805.57 | 671.31 | 671.31 | 725.01 | 725.01 | EA | SWTA102 | JAA8303
RELA100 | 0 | 0 | LK | 24V SPDT PWR RELAY |  |  |  | ALB 700-HG46A24 | RELAYS, ALLEN BRADLEY | P | 39.87 | 47.84 | 39.87 | 39.87 | 43.06 | 43.06 | EA | RELA100 | JAB0000
REL324 | 12.71 | 9.3832 | LK | 120V 8 PIN RELAY DPDT |  |  |  | P and B KRP11D | RELAY (GENERAL PURPOSE) | P | 39 | 39 | 39 | 31.2 | 29.16 | 43.42 | EA | REL324 | JAB0008
REL324 | 12.71 | 9.3832 | LK | 120V 8 PIN RELAY DPDT |  |  |  | P and B KRP11D | RELAY (GENERAL PURPOSE) | P | 39 | 39 | 39 | 31.2 | 29.16 | 43.42 | EA | REL324 | RE304
REL584 | 0 | 59.75 | LK | TIME DELAY RELAY 8PIN 24VDC |  |  |  | MAC SS75663-12 | TIME DELAY RELAYS | P | 25.5 | 30.6 | 25.5 | 25.5 | 27.54 | 27.54 | EA | REL584 | JAB0010
REL586 | 0 | 0 | LK | TIME DELAY RELAY 8PIN 120VAC |  |  |  | MAC SS78222-08 | TIME DELAY RELAYS | P | 25.5 | 30.6 | 25.5 | 25.5 | 27.54 | 27.54 | EA | REL586 | JAB0011
REM598 | 0 | 0 | LK | VOLTAGE MONITOR RELAY, 3 PHASE |  |  |  | TIME MARK A257B | VOLTAGE MONITOR RELAY, 3 PHASE | P | 123.51 | 148.21 | 123.51 | 123.51 | 133.39 | 133.39 | EA | REM598 | JAB0015
REL588 | 0 | 0 | LK | TIME DELAY RELAY 11PIN 12-24VD |  |  |  | OMRON H3CAA | TIME DELAY RELAYS | P | 169.85 | 203.81 | 169.85 | 169.85 | 183.44 | 183.44 | EA | REL588 | JAB0020
XJAB5001 | 0 | 52.77 | LK | RELAY SIZE 1 STARTER |  |  |  | ALB 592-EUTB / 42185-800-01 |  | P | 86.75 | 86.75 | 86.75 | 0 | 95 | 0 | EA | XJAB5001 | JAB5001
REL325 | 0 | 0 | LK | RELAY LATCHING 8 PIN | 10A 120VAC |  |  | DELTROL 20034-83 | RELAY (GENERAL PURPOSE) | P | 163.74 | 196.49 | 158.28 | 158.28 | 0 | 173.56 | EA | REL325 | DELTROL 20034-83
REL325 | 0 | 0 | LK | RELAY LATCHING 8 PIN | 10A 120VAC |  |  | DELTROL 20034-83 | RELAY (GENERAL PURPOSE) | P | 163.74 | 196.49 | 158.28 | 158.28 | 0 | 173.56 | EA | REL325 | JAB0040
REL560 | 0 | 0 | LK | MAG W199AX-3 RELAY 24VDC |  |  |  | MAG W199AX-3 | TIME DELAY RELAYS | P | 35.72 | 42.86 | 35.72 | 35.72 | 38.58 | 38.58 | EA | REL560 | JAB0060
REL352 | 0 | 4.08 | LK | BLADE TYPE RELAY 120V AC |  |  |  | AUTO 782-2C-120A | BLADE TYPE RELAYS | P | 8.94 | 10.73 | 8.94 | 8.94 | 9.66 | 9.66 | EA | REL352 | JAB0201
SOK506 | 5.8214 | 5.3154 | LK | 11 BLADE RELAY SOCKET |  |  |  | ALB 700-HN102 | RELAY SOCKETS | P | 20.1 | 20.1 | 20.1 | 0 | 11.07 | 22.38 | EA | SOK506 | EL010
SOK506 | 5.8214 | 5.3154 | LK | 11 BLADE RELAY SOCKET |  |  |  | ALB 700-HN102 | RELAY SOCKETS | P | 20.1 | 20.1 | 20.1 | 0 | 11.07 | 22.38 | EA | SOK506 | JAB7040
SOK508 | 0 | 0 | LK | 14 BLADE RELAY SOCKET |  |  |  | ALB 700-HN128 | RELAY SOCKETS | P | 11.52 | 13.82 | 11.52 | 11.52 | 12.44 | 12.44 | EA | SOK508 | JAB7050
SOK510 | 0 | 0 | LK | RELAY BASE 14 BLADE MINI |  |  |  | ALB 700-HN103 | RELAY SOCKETS | P | 14.76 | 17.71 | 14.76 | 14.76 | 15.94 | 15.94 | EA | SOK510 | JAB7051
RELA102 | 0 | 0 | LK | 110V DC RELAY 8PIN |  |  |  | ALB 700-HA32Z1 | RELAYS, ALLEN BRADLEY | P | 18.9 | 22.68 | 18.9 | 18.9 | 20.41 | 20.41 | EA | RELA102 | JAB7100
RELA112 | 0 | 0 | LK | DPDT RELAY 120VAC |  |  |  | ALB 700-HF32A1 | RELAYS, ALLEN BRADLEY | P | 16.94 | 20.32 | 16.94 | 16.94 | 18.3 | 17.96 | EA | RELA112 | JAB7135
RELA114 | 0 | 0 | LK | RELAY 11 PIN 120 VAC |  |  |  | ALB 700-HA33A1 | RELAYS, ALLEN BRADLEY | P | 29.28 | 35.14 | 29.28 | 29.28 | 31.62 | 31.04 | EA | RELA114 | JAB7140
REL354 | 0 | 0 | LK | 14 BLADE 12VDC RELAY |  |  |  | ALB 700-HC24Z12 | BLADE TYPE RELAYS | P | 16.46 | 19.75 | 16.46 | 16.46 | 17.78 | 17.78 | EA | REL354 | JAB7260
RELA116 | 0 | 16.51 | LK | RELAY 11 PIN 24VAC |  |  |  | ALB 700-HA33A24 | RELAYS, ALLEN BRADLEY | P | 24.77 | 29.72 | 24.77 | 24.77 | 26.75 | 26.26 | EA | RELA116 | EL011
RELA116 | 0 | 16.51 | LK | RELAY 11 PIN 24VAC |  |  |  | ALB 700-HA33A24 | RELAYS, ALLEN BRADLEY | P | 24.77 | 29.72 | 24.77 | 24.77 | 26.75 | 26.26 | EA | RELA116 | JAB7150
REL356 | 0 | 0 | LK | 14 BLADE 120V AC RELAY |  |  |  | ALB 700-HC24A1 | BLADE TYPE RELAYS | P | 15 | 18 | 15 | 15 | 16.2 | 16.2 | EA | REL356 | JAB7270
REL358 | 4.08 | 37.7214 | LK | 11 BLADE 120V AC LATCHING | RELAY |  |  | ALB 700-HJ32A1 | BLADE TYPE RELAYS | P | 68.12 | 81.74 | 68.12 | 68.12 | 73.57 | 75.83 | EA | REL358 | JAB7500
INS700 | 0 | 0 | LK | HIGH VOLTAGE STANDOFF INSULATO | 3/8 |  |  | ALT3870/AR3061-16DST | STANDOFF INSULATOR | P | 10.11 | 12.14 | 10.11 | 10.11 | 10.92 | 12.99 | EA | INS700 | JAC0000
TERA101 | 0 | 0 | LK | MARKING LABEL #51-100 |  |  |  | AUTO DN-L100 (500/pkg #51-100 | ALLEN BRADLEY TERMINALS | P | 0 | 0 | 0.14 | 0 | 0.15 | 54.28 | EA | TERA101 | JAC0099
TERA112 | 0 | 0 | LK | TERMINAL BLOCK 25A 300V |  |  |  | ALB 1492-F1 | ALLEN BRADLEY TERMINALS | P | 1.86 | 2.23 | 1.86 | 1.86 | 2.01 | 2.01 | EA | TERA112 | JAC1401
TERA114 | 0 | 0 | LK | TERMINAL BLOCK 60A 600V |  |  |  | ALB 1492-CA1 | ALLEN BRADLEY TERMINALS | P | 2.05 | 2.46 | 2.05 | 2.05 | 2.21 | 2.21 | EA | TERA114 | JAC1405
PLCA100 | 0 | 0 | LK | SLC500 PROCESSOR |  |  |  | ALB 1747-L532 | ALLEN BRADLEY PROGRAMMABLE CONTROLS | P | 1560.78 | 1872.94 | 1560.78 | 1560.78 | 1685.64 | 2266.52 | EA | PLCA100 | JAD0511
PLCA146 | 0 | 0 | LK | MEMORY/REAL TIME CLOCK |  |  |  | ALB 1764-MM2RTC | ALLEN BRADLEY PROGRAMMABLE CONTROLS | P | 327.56 | 393.07 | 327.56 | 327.56 | 353.76 | 353.76 | EA | PLCA146 | JAD1560
PLCA152 | 0 | 0 | LK | CABLE FOR PROCESSOR 6FT |  |  |  | ALB 1747-C10 | ALLEN BRADLEY PROGRAMMABLE CONTROLS | P | 90.05 | 108.05 | 90.05 | 90.05 | 97.25 | 97.25 | EA | PLCA152 | JAD1771
TOU110 | 0 | 0 | LK | PANELVIEW POWER TERMINAL BLOCK |  |  |  | ALB 2711-TBDC | TOUCHSCREENS | P | 4.26 | 5.11 | 4.26 | 4.26 | 4.6 | 4.6 | EA | TOU110 | JAD1750
PLCA148 | 0 | 0 | LK | END CAP TERMINATOR |  |  |  | ALB 1769-ECR | ALLEN BRADLEY PROGRAMMABLE CONTROLS | P | 44.28 | 53.14 | 44.28 | 44.28 | 47.82 | 47.82 | EA | PLCA148 | JAD1570
TOU106 | 0 | 0 | LK | PANELVIEW MICRO 300 24VDC |  |  |  | ALB 2711-M3A19L1 | TOUCHSCREENS | P | 502.5 | 603 | 502.5 | 502.5 | 542.7 | 542.7 | EA | TOU106 | JAD1708
XJAH0111 | 0 | 29.75 | LK | CAPACITOR 250/220 VAC |  |  |  | CAPACITOR 220V 64-77 |  | P | 21.47 | 21.47 | 21.47 | 0 | 59.4 | 0 | EA | XJAH0111 | JAH0111
PLCA102 | 0 | 0 | LK | SLC500 5/01 PROCESSOR 4K |  |  |  | ALB 1747-L514 | ALLEN BRADLEY PROGRAMMABLE CONTROLS | P | 737.06 | 884.48 | 737.06 | 737.06 | 796.02 | 1025.75 | EA | PLCA102 | JAD0512
PLCA142 | 0 | 0 | LK | ANALOG COMBO CARD 24VDC |  |  |  | ALB 1769-IQ6XOW4 | ALLEN BRADLEY PROGRAMMABLE CONTROLS | P | 309.29 | 371.14 | 309.29 | 309.29 | 334.03 | 334.03 | EA | PLCA142 | JAD1540
XJAH0050 | 0 | 0 | LK | SOLENOID VALVE PP 120V |  |  |  | PP E26Z0038NCCM |  | P | 197.4 | 197.4 | 197.4 | 0 | 0 | 0 | EA | XJAH0050 | JAH0050
PLCA144 | 0 | 0 | LK | ANALOG COMBO MODULE |  |  |  | ALB 1769-IF4XOF2 | ALLEN BRADLEY PROGRAMMABLE CONTROLS | P | 687.42 | 824.9 | 687.42 | 687.42 | 742.41 | 742.41 | EA | PLCA144 | JAD1541
PLCA108 | 0 | 0 | LK | 16PT 120VAC INPUT MODULE | DIGITAL |  |  | ALB 1746-IA16 | ALLEN BRADLEY PROGRAMMABLE CONTROLS | P | 510.09 | 612.11 | 510.09 | 510.09 | 550.9 | 647.99 | EA | PLCA108 | JAD0522
PLCA114 | 0 | 0 | LK | MICROLOGIX 1000 24VDC |  |  |  | ALB 1761-L20BWA-5A | ALLEN BRADLEY PROGRAMMABLE CONTROLS | P | 686.4 | 823.68 | 686.4 | 686.4 | 741.31 | 955.24 | EA | PLCA114 | JAD1003
PLCA116 | 0 | 0 | LK | MICROLOGIX 1000 24VDC 16PT |  |  |  | ALB 1761-L16BWA | ALLEN BRADLEY PROGRAMMABLE CONTROLS | P | 349.82 | 419.78 | 349.82 | 349.82 | 377.81 | 377.81 | EA | PLCA116 | JAD1005
PLCA162 | 0 | 0 | LK | ANALOG 16PT 24VDC INPUT |  |  |  | ALB 1769-IQ16 | ALLEN BRADLEY PROGRAMMABLE CONTROLS | P | 350.41 | 420.5 | 350.41 | 315.37 | 350.41 | 350.41 | EA | PLCA162 | JAD1521
PLCA140 | 0 | 0 | LK | ANALOG 2 CHANNEL OUTPUT |  |  |  | ALB 1769-OF2 | ALLEN BRADLEY PROGRAMMABLE CONTROLS | P | 633.99 | 760.79 | 633.99 | 633.99 | 684.71 | 684.71 | EA | PLCA140 | JAD1530
SWM470 | 0 | 7.14 | LK | MICRO SWITCH |  |  |  | SELECTA V3L-3-D8 | ""MAJOR"" HEADSWITCH PARTS | P | 50.92 | 61.1 | 50.92 | 45.55 | 11.57 | 11.57 | EA | SWM470 | JAH1001
SWM470 | 0 | 7.14 | LK | MICRO SWITCH |  |  |  | SELECTA V3L-3-D8 | ""MAJOR"" HEADSWITCH PARTS | P | 50.92 | 61.1 | 50.92 | 45.55 | 11.57 | 11.57 | EA | SWM470 | SW470
SWT900 | 170.32 | 114.815 | LK | OPERATING HANDLE ASSEMBLY |  |  |  | WEST #47A4446G21 |  | P | 66.45 | 66.45 | 66.45 | 0 | 331.29 | 331.29 | EA | SWT900 | JAJ0001
OPEG462 | 0 | 0 | LK | CONTACT KIT GE AUX. SIZE 3 |  |  |  | WEST GE CR205X300A | OPERATORS, GENERAL ELECTRIC | P | 231 | 277.2 | 231 | 231 | 249.48 | 244.86 | EA | OPEG462 | JAO0029
SWM500 | 0 | 36 | LK | DIAPHRAGM 685A VITON |  |  |  | MPI CM00713-P | ""MAJOR"" HEADSWITCH PARTS | P | 48 | 57.6 | 48 | 45.6 | 0 | 50.88 | EA | SWM500 | JAP0025
SWM500 | 0 | 36 | LK | DIAPHRAGM 685A VITON |  |  |  | MPI CM00713-P | ""MAJOR"" HEADSWITCH PARTS | P | 48 | 57.6 | 48 | 45.6 | 0 | 50.88 | EA | SWM500 | SW500
REL618 | 0 | 0 | LK | LEVELTRONIC RELAY 115V |  |  |  | NATCO 9450 81001848 | MISCELLANEOUS RELAYS | P | 430.5 | 516.6 | 430.5 | 430.5 | 464.94 | 513.42 | EA | REL618 | JAQ0000
PLCD602 | 0 | 0 | LK | POWER SUPPLY |  |  |  | AUTO D OP-PS400 | AUTOMATION DIRECT PROGRAMMABLE CONTROLS | P | 24 | 28.8 | 24 | 24 | 25.92 | 25.92 | EA | PLCD602 | JAR0002
PLCD604 | 0 | 0 | LK | CABLE |  |  |  | AUTO OP-ACBL-3 | AUTOMATION DIRECT PROGRAMMABLE CONTROLS | P | 27.62 | 33.14 | 27.62 | 27.62 | 29.83 | 29.83 | EA | PLCD604 | JAR0003
PLCD606 | 0 | 0 | LK | CABLE |  |  |  | AUTO D OP-ACBL-4 | AUTOMATION DIRECT PROGRAMMABLE CONTROLS | P | 25.95 | 31.14 | 25.95 | 25.95 | 28.03 | 28.03 | EA | PLCD606 | JAR0004
LAM238 | 0 | 0 | LK | LED REPLACEMENT BULB FOR | PILOT LIGHT |  |  | AUTO D ECX1925-2 (2/pkg) | LAMPS | P | 19.47 | 23.36 | 19.47 | 19.47 | 21.03 | 20.64 | EA | LAM238 | JAR0050
LAM182 | 0 | 0 | LK | BULB RED LED REPLACEMENT 24V |  |  |  | AUTO D ECX1911-2 (2/pkg) | LAMPS | P | 12.65 | 15.18 | 12.65 | 0 | 0 | 13.41 | EA | LAM182 | JAR0051
TRA200 | 0 | 0 | LK | PRESSURE TRANSDUCER 6 500PSI |  |  |  | NO SHOK 100-500-1-1-2-6 | TRANSMITTERS | P | 662.25 | 794.7 | 662.25 | 662.25 | 715.23 | 850.73 | EA | TRA200 | JAS0216
TRA208 | 0 | 0 | LK | PRESSURE TRANSDUCER 37 1000PSI | EXPLOSION PROOF |  |  | NO SHOK 621-1000-1-1-8-37 | TRANSMITTERS | P | 662.25 | 794.7 | 662.25 | 662.25 | 715.23 | 850.73 | EA | TRA208 | JAS0318
TRA108 | 0 | 358.9058 | LK | PRESSURE TRANSMITTER 0-300 | INCHES IN H20 |  |  | ROSE 1151GP5S52B1DF | TRANSMITTERS | P | 2060.36 | 2472.43 | 2060.36 | 2060.36 | 718.2 | 2646.77 | EA | TRA108 | JAU0000
MUR900 | 0 | 0 | LK | A20DP-50 DIFFERENTIAL PRESSURE | GAGE 0-50PSI MURPHY |  |  |  | PRESSURE SWITCHES | P | 222.96 | 267.55 | 193.88 | 168.55 | 182.03 | 222.96 | EA | MUR900 | 05700406
MUR900 | 0 | 0 | LK | A20DP-50 DIFFERENTIAL PRESSURE | GAGE 0-50PSI MURPHY |  |  |  | PRESSURE SWITCHES | P | 222.96 | 267.55 | 193.88 | 168.55 | 182.03 | 222.96 | EA | MUR900 | JAW0025
TIM250 | 0 | 299.43 | LK | TIME CLOCK 24HR 480V |  |  |  | INT T1975ER | TIMERS | P | 303.92 | 364.7 | 303.92 | 303.92 | 488.43 | 488.43 | EA | TIM250 | KAA0000
1SLB | 0 | 75 | LK | LABORER | [5 empty] | P | 45 | 45 | 45 | 45 | 150 | 70 | HR | ? | ?
1SEK | 0 | 80 | LK | ELECTRICIAN | [5 empty] | P | 80 | 88 | 80 | 80 | 80 | 80 | HR | ? | ?
1OEK | 0 | 120 | LK | ELECTRICIAN O.T. | [5 empty] | P | 120 | 132 | 120 | 120 | 120 | 120 | HR | ? | ?
BAT106 | 0 | 0 | LK | UPS 300VA 215W 120V |  |  |  | TRIP BC PERSONAL 300 (BC3323) | BATTERIES AND BATTERY BACK UP (UPS) | P | 222.53 | 267.03 | 193.5 | 193.5 | 208.98 | 218.51 | EA | BAT106 | LAC0300
POW106 | 0 | 0 | LK | 3.4A 100W 24V POWER SUPPLY |  |  |  | HEVI SDP3-15-100T | POWER SUPPLY | P | 186.24 | 223.49 | 186.24 | 186.24 | 201.14 | 201.14 | EA | POW106 | LAD1005
POW106 | 0 | 0 | LK | 3.4A 100W 24V POWER SUPPLY |  |  |  | HEVI SDP3-15-100T | POWER SUPPLY | P | 186.24 | 223.49 | 186.24 | 186.24 | 201.14 | 201.14 | EA | POW106 | XLK905
POW108 | 0 | 209.55 | LK | POWER SUPPLY 120W 24V |  |  |  | HEVI SDN5-24-100P | POWER SUPPLY | P | 347.67 | 417.2 | 347.67 | 347.67 | 375.48 | 375.48 | EA | POW108 | LAD1008
POW114 | 0 | 0 | LK | TIMEMARK POWER SUPPLY 24V |  |  |  | TIMEMARK 650-120-24VDC | POWER SUPPLY | P | 136.82 | 164.18 | 136.82 | 136.82 | 147.77 | 147.77 | EA | POW114 | LAD1100
GEN102 | 0 | 0 | LK | SOLAR/WIND CHARGE CONTROLLER |  |  |  | FLEXCHARGE SC-20NC25A/12F | GENERATOR, WIND | P | 255.21 | 306.25 | 255.21 | 255.21 | 275.63 | 270.52 | EA | GEN102 | LAF0000
SOL100 | 0 | 0 | LK | PROSTAR 30M SOLAR CHARGE | CONTROLLER |  |  | SUNWIZE PROSTAR 30M | SOLAR PANELS AND CHARGERS | P | 357.48 | 428.98 | 357.48 | 357.48 | 386.08 | 386.08 | EA | SOL100 | LAF0003
THM112 | 0 | 10.78 | LK | THERMOSTAT 1P 22A |  |  |  | QMRK TA-1AW | THERMOSTATS | P | 0 | 0 | 0 | 0 | 124.2 | 124.2 | EA | THM112 | NAE0023
THM108 | 0 | 17.1867 | LK | THERMOSTAT 2P 22A |  |  |  | QMRK TA-2AW | THERMOSTATS | P | 31.08 | 37.3 | 31.08 | 31.08 | 33.57 | 33.57 | EA | THM108 | NAE0024
THM110 | 0 | 103.44 | LK | HUMIDISTAT WALL MOUNT |  |  |  | HON H46C1000 | THERMOSTATS | P | 71.02 | 85.23 | 71.02 | 71.02 | 172.8 | 172.8 | EA | THM110 | NAE0050
HET170 | 0 | 0 | LK | CHROMALOX SCREW BASE HEATER |  |  |  | CHROMALOX 253809 | HEATERS | P | 11.25 | 11.25 | 11.25 | 0 | 0 | 11.93 | EA | HET170 | NAF0003
HOS130 | 0 | 0 | LK | 15" HOSE CLAMP |  |  |  | NAPA 705-1027 | HOSE CLAMPS | P | 1.46 | 1.46 | 1.46 | 0 | 0 | 1.55 | EA | HOS130 | NAF0015
XNAH1003 | 14.66 | 65.32 | LK | BATHROOM EXHAUST FAN |  |  |  | NUT 671R 90CFM |  | P | 66.21 | 66.21 | 66.21 | 0 | 91.8 | 0 | EA | XNAH1003 | NAH1003
FUM800 | 0 | 0 | LK | 170A 4.8KV MED VOLTAGE FUSE |  |  |  | GOULD A480R-6R | FUSES (MISC.) (MIDGET FUSES) | P | 75 | 75 | 75 | 0 | 0 | 79.5 | EA | FUM800 | BUSS JLK-6R
FUM800 | 0 | 0 | LK | 170A 4.8KV MED VOLTAGE FUSE |  |  |  | GOULD A480R-6R | FUSES (MISC.) (MIDGET FUSES) | P | 75 | 75 | 75 | 0 | 0 | 79.5 | EA | FUM800 | GOULD A480R6R-1
FUM800 | 0 | 0 | LK | 170A 4.8KV MED VOLTAGE FUSE |  |  |  | GOULD A480R-6R | FUSES (MISC.) (MIDGET FUSES) | P | 75 | 75 | 75 | 0 | 0 | 79.5 | EA | FUM800 | NOS0102
FUM802 | 0 | 0 | LK | FUSE 4A 2400V |  |  |  | GOULD A480R-4R | FUSES (MISC.) (MIDGET FUSES) | P | 75 | 75 | 75 | 0 | 0 | 79.5 | EA | FUM802 | NOS0104
FUM804 | 0 | 0 | LK | FUSE 200A 2400V |  |  |  | GS NELSON 7O-2R-1C-2.75G | FUSES (MISC.) (MIDGET FUSES) | P | 30 | 30 | 30 | 0 | 0 | 31.8 | EA | FUM804 | NOS0105
FUM806 | 0 | 0 | LK | FUSE 60A |  |  |  | BUSS NBB C60 | FUSES (MISC.) (MIDGET FUSES) | P | 30 | 30 | 30 | 0 | 0 | 31.8 | EA | FUM806 | NOS0106
FUN654 | 0 | 0 | LK | FUSETRON FRN350 |  |  |  | FRN350 |  | P | 84.62 | 84.62 | 84.62 | 0 | 0 | 89.7 | EA | FUN654 | NOS0109
FUM810 | 0 | 0 | LK | FUSE 4A |  |  |  | BUSS JCL-4R | FUSES (MISC.) (MIDGET FUSES) | P | 20.96 | 20.96 | 20.96 | 0 | 0 | 22.22 | EA | FUM810 | NOS0111
FUM811 | 0 | 0 | LK | FUSE 10A |  |  |  | BUSS JCL-10R | FUSES (MISC.) (MIDGET FUSES) | P | 0 | 0 | 0 | 0 | 0 | 0 | EA | FUM811 | NOS0112
LAM700 | 0 | 0 | LK | 14" BASKET LAMP GUARD |  |  |  | HBL RG-14 | LAMP GUARDS | P | 38.76 | 46.51 | 38.76 | 38.76 | 41.86 | 41.09 | EA | LAM700 | OAE0010
XAE0070 | 84.3 | 84.3 | LK | 70W HPS WALLPACK W/ PJOTOCELL | [5 empty] | P | 114 | 114 | 114 | 0 | 140.4 | 140.4 | EA | ? | ?
LIG400 | 0 | 0 | LK | 175W METAL HALIDE FIXTURE |  |  |  | HBL MIC-0175H-358 QD | LIGHT FIXTURES | P | 178.5 | 214.2 | 178.5 | 178.5 | 192.78 | 189.21 | EA | LIG400 | OAG1175
LAM704 | 0 | 0 | LK | SCREW ON LAMPGUARD |  |  |  | STN V131 | LAMP GUARDS | P | 22.43 | 26.92 | 22.43 | 22.43 | 24.22 | 23.78 | EA | LAM704 | OAH0000
LAM708 | 0 | 0 | LK | GLOBE CLEAR 200W |  |  |  | STN VGC200 | LAMP GUARDS | P | 34.61 | 41.53 | 34.61 | 31.15 | 39.8 | 15.25 | EA | LAM708 | OAH0031
PLA520 | 0 | 0 | LK | ROUND COVER 1H |  |  |  | STN 2 1/2 ALUM | WEATHERPROOF PLATES | P | 3.89 | 4.66 | 3.89 | 3.89 | 4.2 | 4.2 | EA | PLA520 | OAH0051
PLA522 | 3.3414 | 3.62 | LK | ROUND COVER 3H |  |  |  | STN 2B 1/2 ALUM | WEATHERPROOF PLATES | P | 6.34 | 7.6 | 6.34 | 6.34 | 6.85 | 6.72 | EA | PLA522 | OAH0052
BAL206 | 105.11 | 105.11 | LK | BALLAST METAL HALIDE PULSE 400 | QUAD TAP (PULSE START) |  |  | ADV 71A6092001D | BALLAST | P | 208.19 | 249.83 | 181.03 | 162.93 | 175.96 | 208.19 | EA | BAL206 | PAB0011
XQAC0009 | 2.046 | 2.046 | LK | CONCRETE WEDGE ANCHORS 5/8X5 |  |  |  | J&M LUMBER (25/box) |  | P | 2.01 | 2.01 | 2.01 | 0 | 3.7 | 0 | EA | XQAC0009 | QAC0009
ANC210 | 0 | 0.2049 | LK | DRYWALL ANCHOR INDIVIDUAL |  |  |  | FAST 50931 | ANCHORS | P | 0.2 | 0.2 | 0.2 | 0 | 0.43 | 0.65 | EA | ANC210 | QAC0020
XRAA0030 | 13.7142 | 5.435 | LK | REBAR CLAMP #10-2 |  |  |  | THM JDLI |  | P | 6.84 | 6.84 | 6.84 | 0 | 24.35 | 0 | EA | XRAA0030 | RAA0030
CLG342 | 0 | 0 | LK | 1 1/2-1 7/8" GAR1726 GRD CLAMP |  |  |  | BUR GAR 1726 | GROUND CLAMPS | P | 49.05 | 49.05 | 49.05 | 0 | 0 | 49.05 | EA | CLG342 | RAA0500
CLG345 | 0 | 0 | LK | 3- 3 1/2" GAR2026 GROUND CLAMP |  |  |  | BUR GAR2026 | GROUND CLAMPS | P | 160.1 | 192.12 | 139.22 | 90.49 | 97.73 | 160.1 | EA | CLG345 | RAA0801
GUA208 | 0 | 0 | LK | 1/2 X 1" PERCH GUARD |  |  |  | (7/lb) | GUARDS | P | 0.57 | 0.68 | 0.57 | 0.57 | 0.62 | 0.62 | EA | GUA208 | RAB0061
CUT732 | 0 | 0 | LK | 15KV LOADBREAK 100A W/O ARREST |  |  |  | CHN C730112PB | CUTOUTS (LOADBREAK) | P | 285.69 | 342.83 | 248.43 | 248.43 | 268.3 | 302.83 | EA | CUT732 | RAD1015
BRKC216 | 0 | 68.41 | LK | CHDIS 100A 2P BRKR |  |  |  |  | DP - 240 VOLT C-H | P | 180.09 | 216.11 | 156.6 | 117.45 | 117.13 | 190.9 | EA | BRKC216 | xab251
SHR102 | 0 | 22.18 | LK | HEAT SHRINK 24/6 #8-#2AWG .2 |  |  |  | RAY WCSM-24/6 1200S (4 foot) | HEAT SHRINK TUBING | P | 14 | 14 | 14 | 0 | 8.75 | 14.84 | FT | SHR102 | FAH1000
SHR102 | 0 | 22.18 | LK | HEAT SHRINK 24/6 #8-#2AWG .2 |  |  |  | RAY WCSM-24/6 1200S (4 foot) | HEAT SHRINK TUBING | P | 14 | 14 | 14 | 0 | 8.75 | 14.84 | FT | SHR102 | XLK1034
SHR102 | 0 | 22.18 | LK | HEAT SHRINK 24/6 #8-#2AWG .2 |  |  |  | RAY WCSM-24/6 1200S (4 foot) | HEAT SHRINK TUBING | P | 14 | 14 | 14 | 0 | 8.75 | 14.84 | FT | SHR102 | XLK368
PLU408 | 0 | 0 | LK | RECEPTACLE PIGTAIL MALE 4C | 18GUA 9A 600V |  |  | TURCK RSF40-1M | EXTENSION CORD PLUGS | P | 32.47 | 32.47 | 32.47 | 0 | 0 | 34.42 | EA | PLU408 | GAK1006
PLU408 | 0 | 0 | LK | RECEPTACLE PIGTAIL MALE 4C | 18GUA 9A 600V |  |  | TURCK RSF40-1M | EXTENSION CORD PLUGS | P | 32.47 | 32.47 | 32.47 | 0 | 0 | 34.42 | EA | PLU408 | TURCK RSF40-1M
PLU444 | 0 | 0 | LK | CORDSET PLUG FEMALE 4C 18GUA | WITH 25-FT CABLE |  |  | TURCK RK40-8M | EXTENSION CORD PLUGS | P | 0 | 0 | 113.32 | 0 | 122.39 | 122.39 | EA | PLU444 | GAK1007
PLU444 | 0 | 0 | LK | CORDSET PLUG FEMALE 4C 18GUA | WITH 25-FT CABLE |  |  | TURCK RK40-8M | EXTENSION CORD PLUGS | P | 0 | 0 | 113.32 | 0 | 122.39 | 122.39 | EA | PLU444 | TURCK RK40-8M
PLU448 | 0 | 0 | LK | RECEPTACLE PIGTAIL MALE 3C | 18GUA 9A 600V |  |  | TURCK RSF31-1M | EXTENSION CORD PLUGS | P | 0 | 0 | 29.87 | 0 | 0 | 0 | EA | PLU448 | GAK1008
PLU448 | 0 | 0 | LK | RECEPTACLE PIGTAIL MALE 3C | 18GUA 9A 600V |  |  | TURCK RSF31-1M | EXTENSION CORD PLUGS | P | 0 | 0 | 29.87 | 0 | 0 | 0 | EA | PLU448 | TURCK RSF31-1M
PLU446 | 0 | 0 | LK | CORDSET PLUG FEMALE 3C 18GUA | WITH 25-FT CABLE |  |  | TURCK RK31-8M | EXTENSION CORD PLUGS | P | 0 | 0 | 77.88 | 0 | 0 | 0 | EA | PLU446 | GAK1009
PLU446 | 0 | 0 | LK | CORDSET PLUG FEMALE 3C 18GUA | WITH 25-FT CABLE |  |  | TURCK RK31-8M | EXTENSION CORD PLUGS | P | 0 | 0 | 77.88 | 0 | 0 | 0 | EA | PLU446 | TURCK RK31-8M
REC124 | 0 | 0 | LK | SURGE PROTECTOR W/ MULTIPLE | RECEPTACLES |  |  | LEV GFA 15-2C | RECEPTACLES | P | 67.05 | 67.05 | 67.05 | 0 | 0 | 71.07 | EA | REC124 | GAK1020
INS702 | 0 | 0 | LK | STAND OFF INSULATOR 3200V 1/2 |  |  |  | ALT 3869 | STANDOFF INSULATOR | P | 0 | 0 | 0 | 0 | 0 | 0 | EA | INS702 | JAC0002
CLO540 | 51.61 | 165.77 | LK | TIME CLOCK 24 HR 120V | SPDT 125V/240 |  |  | INT T1975R |  | P | 335 | 418.75 | 310.91 | 310.91 | 361.8 | 361.8 | EA | CLO540 | KAA0002
BRA202 | 0 | 0 | LK | XARM BRACE 10' (PAIR) | 34"" WOOD BRACE |  |  | HUG 2045-CC30-9-11 | BRACES | P | 29.3 | 35.16 | 29.3 | 29.3 | 0 | 35.16 | EA | BRA202 | BR202
BRA202 | 0 | 0 | LK | XARM BRACE 10' (PAIR) | 34"" WOOD BRACE |  |  | HUG 2045-CC30-9-11 | BRACES | P | 29.3 | 35.16 | 29.3 | 29.3 | 0 | 35.16 | EA | BRA202 | RAB0003
BOL106 | 0 | 0 | LK | 1/2" X 6" CARRIAGE BOLT |  |  |  | CHN 8646 (100/box)(3/lb) | CARRIAGE BOLTS | P | 2.48 | 2.98 | 2.16 | 2.16 | 2.33 | 2.48 | EA | BOL106 | RAB0007
XAAJ0303 | 0.5541 | 0.5541 | LK | 12/3 NM |  |  |  | (250 foot/roll) |  | P | 0 | 0 | 0.73 | 0 | 0 | 1.13 | FT | XAAJ0303 | AAJ0303
ROK100 | 0 | 0 | LK | PILOT BIT FIXTURE | (ROCK DIGGING MATERI |  |  |  | ROCK DIGGING MATERIALS | P | 375 | 450 | 375 | 375 | 0 | 626.25 | EA | ROK100 | RO100
ROK100 | 0 | 0 | LK | PILOT BIT FIXTURE | (ROCK DIGGING MATERI |  |  |  | ROCK DIGGING MATERIALS | P | 375 | 450 | 375 | 375 | 0 | 626.25 | EA | ROK100 | XM073
XEAA4014 | 473.94 | 473.94 | LK | ENCLOSURE OUTDOOR 36X24X12 |  |  |  | HOF CSD362412LG |  | P | 644.58 | 644.58 | 644.58 | 0 | 0 | 771.26 | EA | XEAA4014 | EAA4014
ANC251 | 0 | 0 | LK | 1/4" X 1 1/2" CONCRETE ANCHO |  |  |  | SSTI-ZN25112 | ANCHORS | P | 0.32 | 0.32 | 0.32 | 0 | 0 | 0.28 | EA | ANC251 | QAC0007
RAP104 | 0 | 0 | LK | 3 LEGGED RTU PANEL RACK |  |  |  |  | RACKS, PANEL | P | 739.97 | 887.96 | 739.97 | 739.97 | 799.17 | 799.17 | EA | RAP104 | VAA0011
COE394 | 0 | 206.0056 | LK | 3" EMT CONDUIT |  |  |  | EMT 3-IN EMT | EMT CONDUIT | P | 572 | 686.4 | 572 | 572 | 617.76 | 606.32 | CFT | COE394 | BAC0800
COE394 | 0 | 206.0056 | LK | 3" EMT CONDUIT |  |  |  | EMT 3-IN EMT | EMT CONDUIT | P | 572 | 686.4 | 572 | 572 | 617.76 | 606.32 | CFT | COE394 | XHC100
COE394 | 0 | 206.0056 | LK | 3" EMT CONDUIT |  |  |  | EMT 3-IN EMT | EMT CONDUIT | P | 572 | 686.4 | 572 | 572 | 617.76 | 606.32 | CFT | COE394 | ZC200
ADA366 | 2.8748 | 2.6973 | LK | 4" MALE TERMINAL ADAPTER PVC |  |  |  | EVPC TERM-ADPT-4IN-PVC | TERMINAL MALE ADAPTERS PVC | P | 9.96 | 11.95 | 8.66 | 7.8 | 5.67 | 6.76 | EA | ADA366 | BAD1002
ADA366 | 2.8748 | 2.6973 | LK | 4" MALE TERMINAL ADAPTER PVC |  |  |  | EVPC TERM-ADPT-4IN-PVC | TERMINAL MALE ADAPTERS PVC | P | 9.96 | 11.95 | 8.66 | 7.8 | 5.67 | 6.76 | EA | ADA366 | CANTEX 5140112
ADA366 | 2.8748 | 2.6973 | LK | 4" MALE TERMINAL ADAPTER PVC |  |  |  | EVPC TERM-ADPT-4IN-PVC | TERMINAL MALE ADAPTERS PVC | P | 9.96 | 11.95 | 8.66 | 7.8 | 5.67 | 6.76 | EA | ADA366 | CARLON E943N
ADA366 | 2.8748 | 2.6973 | LK | 4" MALE TERMINAL ADAPTER PVC |  |  |  | EVPC TERM-ADPT-4IN-PVC | TERMINAL MALE ADAPTERS PVC | P | 9.96 | 11.95 | 8.66 | 7.8 | 5.67 | 6.76 | EA | ADA366 | TA
ADA366 | 2.8748 | 2.6973 | LK | 4" MALE TERMINAL ADAPTER PVC |  |  |  | EVPC TERM-ADPT-4IN-PVC | TERMINAL MALE ADAPTERS PVC | P | 9.96 | 11.95 | 8.66 | 7.8 | 5.67 | 6.76 | EA | ADA366 | ZZ060
NIP692 | 0 | 12.33 | LK | 3" X 8" NIPPLE | GALV CONDUIT |  |  |  | GALV CONDUIT NIPPLES | P | 27.83 | 33.4 | 24.68 | 24.68 | 26.65 | 26.16 | EA | NIP692 | BAK0808
NIP692 | 0 | 12.33 | LK | 3" X 8" NIPPLE | GALV CONDUIT |  |  |  | GALV CONDUIT NIPPLES | P | 27.83 | 33.4 | 24.68 | 24.68 | 26.65 | 26.16 | EA | NIP692 | ZN013
CRSU300 | 0 | 0 | LK | UNY27 3/4 |  |  |  | CRH UNY27 | CROUSE HINDS UNY UNIONS | P | 38.51 | 46.21 | 38.51 | 38.51 | 41.59 | 44.54 | EA | CRSU300 | BAR0214
CRSC608 | 0 | 280.2311 | LK | EXPF SWITCH BOX 3WAY 1G | FACT SEAL |  |  | CRH EDSC2130 | BOX COVERS | P | 455.73 | 546.88 | 455.73 | 455.73 | 529 | 483.07 | EA | CRSC608 | BAR0219
CRSC608 | 0 | 280.2311 | LK | EXPF SWITCH BOX 3WAY 1G | FACT SEAL |  |  | CRH EDSC2130 | BOX COVERS | P | 455.73 | 546.88 | 455.73 | 455.73 | 529 | 483.07 | EA | CRSC608 | XLK060
FLX204 | 133.33 | 134.3744 | LK | EXP/PRF FLEX CPLR BRZ 3/4 X12 |  |  |  | CRH ECLK212 | EXPLOSION PROOF FLEX | P | 349.76 | 349.76 | 349.76 | 0 | 261.36 | 378.62 | EA | FLX204 | BAR2212
FLX204 | 133.33 | 134.3744 | LK | EXP/PRF FLEX CPLR BRZ 3/4 X12 |  |  |  | CRH ECLK212 | EXPLOSION PROOF FLEX | P | 349.76 | 349.76 | 349.76 | 0 | 261.36 | 378.62 | EA | FLX204 | XLK618
FLX206 | 170.3 | 183.25 | LK | EXP/PRF FLEX CPLR BRZ 3/4 X 18 |  |  |  | CRH ECLK218 | EXPLOSION PROOF FLEX | P | 370.82 | 444.98 | 322.45 | 0 | 348.25 | 348.25 | EA | FLX206 | APP EXLK218
FLX206 | 170.3 | 183.25 | LK | EXP/PRF FLEX CPLR BRZ 3/4 X 18 |  |  |  | CRH ECLK218 | EXPLOSION PROOF FLEX | P | 370.82 | 444.98 | 322.45 | 0 | 348.25 | 348.25 | EA | FLX206 | BAR2218
FLX206 | 170.3 | 183.25 | LK | EXP/PRF FLEX CPLR BRZ 3/4 X 18 |  |  |  | CRH ECLK218 | EXPLOSION PROOF FLEX | P | 370.82 | 444.98 | 322.45 | 0 | 348.25 | 348.25 | EA | FLX206 | CRS ECLK218
FLX206 | 170.3 | 183.25 | LK | EXP/PRF FLEX CPLR BRZ 3/4 X 18 |  |  |  | CRH ECLK218 | EXPLOSION PROOF FLEX | P | 370.82 | 444.98 | 322.45 | 0 | 348.25 | 348.25 | EA | FLX206 | EPIC CO362
FLX206 | 170.3 | 183.25 | LK | EXP/PRF FLEX CPLR BRZ 3/4 X 18 |  |  |  | CRH ECLK218 | EXPLOSION PROOF FLEX | P | 370.82 | 444.98 | 322.45 | 0 | 348.25 | 348.25 | EA | FLX206 | XLK323
FLX210 | 280.97 | 290.4425 | LK | EXP/PRF FLEX CPLR BRZ 1 X 18 |  |  |  | CRH ECLK318 | EXPLOSION PROOF FLEX | P | 585.56 | 585.56 | 585.56 | 585.56 | 451.22 | 532.31 | EA | FLX210 | BAR3318
FLX210 | 280.97 | 290.4425 | LK | EXP/PRF FLEX CPLR BRZ 1 X 18 |  |  |  | CRH ECLK318 | EXPLOSION PROOF FLEX | P | 585.56 | 585.56 | 585.56 | 585.56 | 451.22 | 532.31 | EA | FLX210 | CRS H ECLK318
FLX210 | 280.97 | 290.4425 | LK | EXP/PRF FLEX CPLR BRZ 1 X 18 |  |  |  | CRH ECLK318 | EXPLOSION PROOF FLEX | P | 585.56 | 585.56 | 585.56 | 585.56 | 451.22 | 532.31 | EA | FLX210 | XLK637
BOX120 | 0 | 1.119 | LK | 4" SQUARE BOX 2 1/8" DEEP |  |  |  | THM 52171-1/2-3/4-E | BOXES | P | 4.87 | 5.84 | 4.24 | 3.6 | 3.89 | 4.87 | EA | BOX120 | DAA1002
HET122 | 244.555 | 274.92 | LK | HEATER 400W 115V |  |  |  | HOF DAH4001B |  | P | 515.69 | 515.69 | 515.69 | 0 | 534.6 | 546.63 | EA | HET122 | EAA0041
ENB460 | 0 | 116.81 | LK | 36" X 30" ENCLOSURE BACKPLATE |  |  |  | HOF A36P30 | ENCLOSURE BACKPLATES | P | 247.48 | 247.48 | 247.48 | 190.98 | 0 | 300.35 | EA | ENB460 | EAA5015
SWT631 | 0 | 0 | LK | 20A 120V TOGGLE SWITCH |  |  |  | LEV CS120-2* (SPEC COLOR | MISCELLENEOUS SWITCHES | P | 4.38 | 5.26 | 3.81 | 3.62 | 0 | 4.64 | EA | SWT631 | GAA2101
SWT631 | 0 | 0 | LK | 20A 120V TOGGLE SWITCH |  |  |  | LEV CS120-2* (SPEC COLOR | MISCELLENEOUS SWITCHES | P | 4.38 | 5.26 | 3.81 | 3.62 | 0 | 4.64 | EA | SWT631 | LEV CS120-2 BROWN
SWT631 | 0 | 0 | LK | 20A 120V TOGGLE SWITCH |  |  |  | LEV CS120-2* (SPEC COLOR | MISCELLENEOUS SWITCHES | P | 4.38 | 5.26 | 3.81 | 3.62 | 0 | 4.64 | EA | SWT631 | LEV CS120-2E BLACK
SWT631 | 0 | 0 | LK | 20A 120V TOGGLE SWITCH |  |  |  | LEV CS120-2* (SPEC COLOR | MISCELLENEOUS SWITCHES | P | 4.38 | 5.26 | 3.81 | 3.62 | 0 | 4.64 | EA | SWT631 | LEV CS120-2G GREY
SWT631 | 0 | 0 | LK | 20A 120V TOGGLE SWITCH |  |  |  | LEV CS120-2* (SPEC COLOR | MISCELLENEOUS SWITCHES | P | 4.38 | 5.26 | 3.81 | 3.62 | 0 | 4.64 | EA | SWT631 | LEV CS120-2I IVORY
SWT631 | 0 | 0 | LK | 20A 120V TOGGLE SWITCH |  |  |  | LEV CS120-2* (SPEC COLOR | MISCELLENEOUS SWITCHES | P | 4.38 | 5.26 | 3.81 | 3.62 | 0 | 4.64 | EA | SWT631 | LEV CS120-2T LIGHT ALMOND
SWT631 | 0 | 0 | LK | 20A 120V TOGGLE SWITCH |  |  |  | LEV CS120-2* (SPEC COLOR | MISCELLENEOUS SWITCHES | P | 4.38 | 5.26 | 3.81 | 3.62 | 0 | 4.64 | EA | SWT631 | LEV CS120-2W WHITE
SWTS654 | 0 | 139.22 | LK | 400/600A NEUTRAL KIT SIEMANS |  |  |  | SIEMANS/ITE HN656 | SIEMENS NEUTRAL KITS | P | 193.88 | 232.66 | 193.88 | 193.88 | 209.39 | 209.39 | EA | SWTS654 | 400A
SWTS654 | 0 | 139.22 | LK | 400/600A NEUTRAL KIT SIEMANS |  |  |  | SIEMANS/ITE HN656 | SIEMENS NEUTRAL KITS | P | 193.88 | 232.66 | 193.88 | 193.88 | 209.39 | 209.39 | EA | SWTS654 | 600A
SWTS654 | 0 | 139.22 | LK | 400/600A NEUTRAL KIT SIEMANS |  |  |  | SIEMANS/ITE HN656 | SIEMENS NEUTRAL KITS | P | 193.88 | 232.66 | 193.88 | 193.88 | 209.39 | 209.39 | EA | SWTS654 | FURNAS
SWTS654 | 0 | 139.22 | LK | 400/600A NEUTRAL KIT SIEMANS |  |  |  | SIEMANS/ITE HN656 | SIEMENS NEUTRAL KITS | P | 193.88 | 232.66 | 193.88 | 193.88 | 209.39 | 209.39 | EA | SWTS654 | IAF0004
SWTS654 | 0 | 139.22 | LK | 400/600A NEUTRAL KIT SIEMANS |  |  |  | SIEMANS/ITE HN656 | SIEMENS NEUTRAL KITS | P | 193.88 | 232.66 | 193.88 | 193.88 | 209.39 | 209.39 | EA | SWTS654 | SIEMANS/ITE HN656
SWTS594 | 0 | 0 | LK | 1200A 480V FUSIBLE SFTY SWITCH | TYPE 12 INDUSTRIAL OUTDOOR |  |  | SIEMANS/ITE HF368NR | SIEMENS SAFETY SWITCH, HEAVY DUTY 600V FUSIBLE | P | 9690.74 | 11628.88 | 9690.74 | 9690.74 | 10466 | 10466 | EA | SWTS594 | FURNAS
SWTS594 | 0 | 0 | LK | 1200A 480V FUSIBLE SFTY SWITCH | TYPE 12 INDUSTRIAL OUTDOOR |  |  | SIEMANS/ITE HF368NR | SIEMENS SAFETY SWITCH, HEAVY DUTY 600V FUSIBLE | P | 9690.74 | 11628.88 | 9690.74 | 9690.74 | 10466 | 10466 | EA | SWTS594 | FUSIBLE DISCONNECT SWITCH
SWTS594 | 0 | 0 | LK | 1200A 480V FUSIBLE SFTY SWITCH | TYPE 12 INDUSTRIAL OUTDOOR |  |  | SIEMANS/ITE HF368NR | SIEMENS SAFETY SWITCH, HEAVY DUTY 600V FUSIBLE | P | 9690.74 | 11628.88 | 9690.74 | 9690.74 | 10466 | 10466 | EA | SWTS594 | IAF1900
SWTS594 | 0 | 0 | LK | 1200A 480V FUSIBLE SFTY SWITCH | TYPE 12 INDUSTRIAL OUTDOOR |  |  | SIEMANS/ITE HF368NR | SIEMENS SAFETY SWITCH, HEAVY DUTY 600V FUSIBLE | P | 9690.74 | 11628.88 | 9690.74 | 9690.74 | 10466 | 10466 | EA | SWTS594 | SAFETY SWITCH
SWTS594 | 0 | 0 | LK | 1200A 480V FUSIBLE SFTY SWITCH | TYPE 12 INDUSTRIAL OUTDOOR |  |  | SIEMANS/ITE HF368NR | SIEMENS SAFETY SWITCH, HEAVY DUTY 600V FUSIBLE | P | 9690.74 | 11628.88 | 9690.74 | 9690.74 | 10466 | 10466 | EA | SWTS594 | SIEMANS/ITE HF368J
SWTS608 | 0 | 142.522 | LK | 200A 600V NON-FUSED SFTY SWTCH | TYPE 1`2 INDUSTRIAL OUTDOOR |  |  | SIEMANS/ITE HNF364J | SIEMENS SAFETY SWITCH NON-FUSIBLE | P | 951.21 | 1141.45 | 951.21 | 951.21 | 1027.31 | 1027.31 | EA | SWTS608 | 3P
SWTS608 | 0 | 142.522 | LK | 200A 600V NON-FUSED SFTY SWTCH | TYPE 1`2 INDUSTRIAL OUTDOOR |  |  | SIEMANS/ITE HNF364J | SIEMENS SAFETY SWITCH NON-FUSIBLE | P | 951.21 | 1141.45 | 951.21 | 951.21 | 1027.31 | 1027.31 | EA | SWTS608 | DISCONNECT SWITCH
SWTS608 | 0 | 142.522 | LK | 200A 600V NON-FUSED SFTY SWTCH | TYPE 1`2 INDUSTRIAL OUTDOOR |  |  | SIEMANS/ITE HNF364J | SIEMENS SAFETY SWITCH NON-FUSIBLE | P | 951.21 | 1141.45 | 951.21 | 951.21 | 1027.31 | 1027.31 | EA | SWTS608 | FURNAS
SWTS608 | 0 | 142.522 | LK | 200A 600V NON-FUSED SFTY SWTCH | TYPE 1`2 INDUSTRIAL OUTDOOR |  |  | SIEMANS/ITE HNF364J | SIEMENS SAFETY SWITCH NON-FUSIBLE | P | 951.21 | 1141.45 | 951.21 | 951.21 | 1027.31 | 1027.31 | EA | SWTS608 | HEAVY DUTY
SWTS608 | 0 | 142.522 | LK | 200A 600V NON-FUSED SFTY SWTCH | TYPE 1`2 INDUSTRIAL OUTDOOR |  |  | SIEMANS/ITE HNF364J | SIEMENS SAFETY SWITCH NON-FUSIBLE | P | 951.21 | 1141.45 | 951.21 | 951.21 | 1027.31 | 1027.31 | EA | SWTS608 | IAF2200
SWTS608 | 0 | 142.522 | LK | 200A 600V NON-FUSED SFTY SWTCH | TYPE 1`2 INDUSTRIAL OUTDOOR |  |  | SIEMANS/ITE HNF364J | SIEMENS SAFETY SWITCH NON-FUSIBLE | P | 951.21 | 1141.45 | 951.21 | 951.21 | 1027.31 | 1027.31 | EA | SWTS608 | SAFETY SWITCH
SWTS608 | 0 | 142.522 | LK | 200A 600V NON-FUSED SFTY SWTCH | TYPE 1`2 INDUSTRIAL OUTDOOR |  |  | SIEMANS/ITE HNF364J | SIEMENS SAFETY SWITCH NON-FUSIBLE | P | 951.21 | 1141.45 | 951.21 | 951.21 | 1027.31 | 1027.31 | EA | SWTS608 | SIEMANS/ITE HNF364J
HAR140 | 0 | 0 | LK | HARMONIC FILTER 250HP |  |  |  | TCI HG250AW01XM-3R | HARMONIC FILTERS | P | 14779.37 | 17735.25 | 14779.37 | 14779.37 | 15961.72 | 22402.06 | EA | HAR140 | IAR0250
OPEA100 | 0 | 0 | LK | CONTACT AUXILLARY |  |  |  | ALB 1495-N8 | OPERATORS, ALLEN BRADLEY | P | 40.13 | 48.16 | 40.13 | 40.13 | 43.34 | 43.34 | EA | OPEA100 | JAA8002
OPEA102 | 0 | 0 | LK | CONTACT MOTOR STARTER | AUXILLARY |  |  | ALB 595-A | OPERATORS, ALLEN BRADLEY | P | 96.84 | 116.21 | 96.84 | 96.84 | 104.59 | 104.59 | EA | OPEA102 | JAA8003
OPEA102 | 0 | 0 | LK | CONTACT MOTOR STARTER | AUXILLARY |  |  | ALB 595-A | OPERATORS, ALLEN BRADLEY | P | 96.84 | 116.21 | 96.84 | 96.84 | 104.59 | 104.59 | EA | OPEA102 | XLK581
OPEA104 | 0 | 42.59 | LK | PUSH BUTTON RESET ALLEN BRADLE |  |  |  | ALB 800T-A1A | OPERATORS, ALLEN BRADLEY | P | 87.18 | 104.62 | 87.18 | 87.18 | 98.87 | 98.87 | EA | OPEA104 | JAA8022
OPEA104 | 0 | 42.59 | LK | PUSH BUTTON RESET ALLEN BRADLE |  |  |  | ALB 800T-A1A | OPERATORS, ALLEN BRADLEY | P | 87.18 | 104.62 | 87.18 | 87.18 | 98.87 | 98.87 | EA | OPEA104 | XLK1198
REL558 | 0 | 0 | LK | 120V SPST PWR RELAY |  |  |  | P ANDB PRD3AYO-120 | RELAYS (PWR TYPE) (CLAPPER) | P | 85.44 | 102.53 | 85.44 | 76.9 | 38.58 | 38.58 | EA | REL558 | JAB0001
REL304 | 4.8 | 5.2999 | LK | RELAY 5 BLADE 10A 24VDC |  |  |  | IDEC RH1B-VDC-24 | RELAY (GENERAL PURPOSE) | P | 13.74 | 13.74 | 13.74 | 12.36 | 29.16 | 29.16 | EA | REL304 | JAB0070
REL304 | 4.8 | 5.2999 | LK | RELAY 5 BLADE 10A 24VDC |  |  |  | IDEC RH1B-VDC-24 | RELAY (GENERAL PURPOSE) | P | 13.74 | 13.74 | 13.74 | 12.36 | 29.16 | 29.16 | EA | REL304 | XLK067
REL305 | 4.8 | 5.0069 | LK | RELAY 5 BLADE 24VDC 15A |  |  |  | AUTO 781-1C-24D | RELAY (GENERAL PURPOSE) | P | 7.25 | 8.7 | 7 | 7 | 29.16 | 29.16 | EA | REL305 | JAB0100
REL305 | 4.8 | 5.0069 | LK | RELAY 5 BLADE 24VDC 15A |  |  |  | AUTO 781-1C-24D | RELAY (GENERAL PURPOSE) | P | 7.25 | 8.7 | 7 | 7 | 29.16 | 29.16 | EA | REL305 | REL362
REL305 | 4.8 | 5.0069 | LK | RELAY 5 BLADE 24VDC 15A |  |  |  | AUTO 781-1C-24D | RELAY (GENERAL PURPOSE) | P | 7.25 | 8.7 | 7 | 7 | 29.16 | 29.16 | EA | REL305 | SQUARE D RPM12BD
REL305 | 4.8 | 5.0069 | LK | RELAY 5 BLADE 24VDC 15A |  |  |  | AUTO 781-1C-24D | RELAY (GENERAL PURPOSE) | P | 7.25 | 8.7 | 7 | 7 | 29.16 | 29.16 | EA | REL305 | XLK1038
SOK491 | 0 | 0 | LK | RELAY BASE 5 BLADE |  |  |  | AUTO 781-1C-SKT | RELAY SOCKETS | P | 6.9 | 8.28 | 6.9 | 6.9 | 7.45 | 7.45 | EA | SOK491 | AUTO 781-1C-SKT
SOK491 | 0 | 0 | LK | RELAY BASE 5 BLADE |  |  |  | AUTO 781-1C-SKT | RELAY SOCKETS | P | 6.9 | 8.28 | 6.9 | 6.9 | 7.45 | 7.45 | EA | SOK491 | JAB0110
SOK491 | 0 | 0 | LK | RELAY BASE 5 BLADE |  |  |  | AUTO 781-1C-SKT | RELAY SOCKETS | P | 6.9 | 8.28 | 6.9 | 6.9 | 7.45 | 7.45 | EA | SOK491 | SQUARE D RPZF1
RAI160 | 5.46 | 5.46 | LK | DIN RAIL FOR RELAY MOUNTING |  |  |  | AUTO DN-RS35S1 (10/pk-30ft) | DIN RAIL | P | 11.87 | 14.25 | 11.87 | 10.69 | 4.86 | 13.65 | FT | RAI160 | JAC0101
RAI160 | 5.46 | 5.46 | LK | DIN RAIL FOR RELAY MOUNTING |  |  |  | AUTO DN-RS35S1 (10/pk-30ft) | DIN RAIL | P | 11.87 | 14.25 | 11.87 | 10.69 | 4.86 | 13.65 | FT | RAI160 | RA160
TERA116 | 0 | 0 | LK | END BARRIER 30A 600V |  |  |  | ALB 1492-EB3 | ALLEN BRADLEY TERMINALS | P | 1.07 | 1.29 | 1.07 | 1.07 | 1.16 | 1.16 | EA | TERA116 | JAC1410
TERA136 | 0 | 0 | LK | JUMPER 82 POLE MULTI |  |  |  | AUTO DN-24J4Y (24/pk-5/pk=120) | ALLEN BRADLEY TERMINALS | P | 0.42 | 0.5 | 0.42 | 0.42 | 0.45 | 0.45 | EA | TERA136 | JAC1435
TERA138 | 0 | 3.63 | LK | JUMPER STRIP |  |  |  | ALB 1492-N49 (10 strips/pkg) | ALLEN BRADLEY TERMINALS | P | 7.9 | 9.48 | 7.9 | 7.9 | 8.53 | 9.19 | EA | TERA138 | JAC1436
PLCA120 | 0 | 0 | LK | MICROLOGIX 1400 24VDC 32PT |  |  |  | ALB 1766-L32BXB | ALLEN BRADLEY PROGRAMMABLE CONTROLS | P | 867.58 | 1041.09 | 867.58 | 867.58 | 936.99 | 1241.15 | EA | PLCA120 | JAD1400
PLCA126 | 0 | 285.6 | LK | ANALOG 4 CHANNEL INPUT |  |  |  | ALB 1762-IF4 | ALLEN BRADLEY PROGRAMMABLE CONTROLS | P | 465.89 | 559.06 | 465.89 | 465.89 | 503.16 | 503.16 | EA | PLCA126 | ALLEN BRADLEY 1762-IF4
PLCA126 | 0 | 285.6 | LK | ANALOG 4 CHANNEL INPUT |  |  |  | ALB 1762-IF4 | ALLEN BRADLEY PROGRAMMABLE CONTROLS | P | 465.89 | 559.06 | 465.89 | 465.89 | 503.16 | 503.16 | EA | PLCA126 | BORDER STATES 1082511
PLCA126 | 0 | 285.6 | LK | ANALOG 4 CHANNEL INPUT |  |  |  | ALB 1762-IF4 | ALLEN BRADLEY PROGRAMMABLE CONTROLS | P | 465.89 | 559.06 | 465.89 | 465.89 | 503.16 | 503.16 | EA | PLCA126 | JAD1420
PLCA128 | 0 | 270.4 | LK | ANALOG 4 CHANNEL OUTPUT |  |  |  | ALB 1762-OF4 | ALLEN BRADLEY PROGRAMMABLE CONTROLS | P | 466.13 | 559.36 | 466.13 | 466.13 | 503.42 | 503.42 | EA | PLCA128 | JAD1430
TOU108 | 0 | 0 | LK | PANELVIEW 600 COLOR TOUCHSCREE |  |  |  | ALB 2711C-T6T | TOUCHSCREENS | P | 1008.45 | 1210.14 | 1008.45 | 1008.45 | 1089.13 | 1247.49 | EA | TOU108 | JAD1712
PLCA156 | 0 | 0 | LK | 13 SLOT RACK |  |  |  | ALB 1746-A13 | ALLEN BRADLEY PROGRAMMABLE CONTROLS | P | 947.85 | 1137.42 | 947.85 | 947.85 | 1023.68 | 1376.45 | EA | PLCA156 | JAD1788
PLCA158 | 0 | 0 | LK | ETHERNET RAIL SWITCH SPIDER | 5TX |  |  | HIRSCHMAN 943824002 | ALLEN BRADLEY PROGRAMMABLE CONTROLS | P | 160 | 192 | 160 | 160 | 172.8 | 172.8 | EA | PLCA158 | JAD3000
TRA110 | 0 | 0 | LK | PRESSURE TRANMITTER 0-34.6 IN | H20 W/SCREEN SCALED 0-34.6 | FEET OF H2O |  | ROSE 2088G2S22A1E5P0054M7 | TRANSMITTERS | P | 750.53 | 900.64 | 750.53 | 750.53 | 810.57 | 891.53 | EA | TRA110 | JAU0200
ANT116 | 63.65 | 55 | LK | POLYPHASER /SURGE SUPPRESSOR |  |  |  | TAB RRX4025 / MDS 97-1680A05 | ANTENNAS | P | 170.75 | 204.9 | 148.48 | 133.63 | 144.32 | 159.4 | EA | ANT116 | COMM RADIO ANT-MTG-IS-B50LN-
ANT116 | 63.65 | 55 | LK | POLYPHASER /SURGE SUPPRESSOR |  |  |  | TAB RRX4025 / MDS 97-1680A05 | ANTENNAS | P | 170.75 | 204.9 | 148.48 | 133.63 | 144.32 | 159.4 | EA | ANT116 | JAV0030
ANT116 | 63.65 | 55 | LK | POLYPHASER /SURGE SUPPRESSOR |  |  |  | TAB RRX4025 / MDS 97-1680A05 | ANTENNAS | P | 170.75 | 204.9 | 148.48 | 133.63 | 144.32 | 159.4 | EA | ANT116 | XLK640
ANT118 | 0 | 30.9538 | LK | CABLE TO GO W/SURGE PROTECTOR |  |  |  | TAB 8259-2-NMINCM RF | ANTENNAS | P | 53.45 | 53.45 | 53.45 | 0 | 61.02 | 63 | EA | ANT118 | JAV0120
BAT110 | 0 | 0 | LK | UPS 1000VA 120V |  |  |  | PWRE PW9130L1000-XL | BATTERIES AND BATTERY BACK UP (UPS) | P | 1122.89 | 1347.47 | 976.43 | 927.61 | 1001.82 | 1254.34 | EA | BAT110 | LAC1000
POW100 | 0 | 0 | LK | 4.8A 115W 24V POWER SUPPLY |  |  |  | HEVI SLS-24-048T | POWER SUPPLY | P | 275.15 | 330.17 | 275.15 | 275.15 | 297.16 | 297.16 | EA | POW100 | LAD1001
POW100 | 0 | 0 | LK | 4.8A 115W 24V POWER SUPPLY |  |  |  | HEVI SLS-24-048T | POWER SUPPLY | P | 275.15 | 330.17 | 275.15 | 275.15 | 297.16 | 297.16 | EA | POW100 | XLK301
LAM174 | 0 | 1.22 | LK | BULB INCAND FROST 100W |  |  |  | OSRA 100A-130V A19 MED | LAMPS | P | 0 | 0 | 0 | 0 | 2.38 | 3.07 | EA | LAM174 | PAD1100
LAM174 | 0 | 1.22 | LK | BULB INCAND FROST 100W |  |  |  | OSRA 100A-130V A19 MED | LAMPS | P | 0 | 0 | 0 | 0 | 2.38 | 3.07 | EA | LAM174 | XLK667
ANC330 | 0 | 2.53 | LK | 1/2" X 6" CONCRETE ANCHOR |  |  |  | TEK LE300 FA7105 | ANCHORS | P | 2.01 | 2.42 | 1.75 | 1.58 | 4.91 | 2.53 | EA | ANC330 | QAC0011
SCS170 | 0 | 0 | LK | #12 X 1 1/2" ZINC GP MTL SCRW | PANHEAD/HEX HEAD SELF-DRILL |  | BS DOTT HWSMS-12112 (100/bx) | BS DOTT TEKHW-12112 (100/bx) | (PANHEAD, SELF-DRILLING, OR SELF-TAPPING) | P | 0.6 | 0.72 | 0.6 | 0.6 | 0.65 | 0.64 | EA | SCS170 | QAC2204
SCS170 | 0 | 0 | LK | #12 X 1 1/2" ZINC GP MTL SCRW | PANHEAD/HEX HEAD SELF-DRILL |  | BS DOTT HWSMS-12112 (100/bx) | BS DOTT TEKHW-12112 (100/bx) | (PANHEAD, SELF-DRILLING, OR SELF-TAPPING) | P | 0.6 | 0.72 | 0.6 | 0.6 | 0.65 | 0.64 | EA | SCS170 | QAC3214
SCS176 | 0 | 0 | LK | #12 X 2 1/2" ZINC GP MTL SCRW | PANHEAD/HEX HEAD SELF-DRILL |  | (100/box) | BSE DOTT HWSMS-12212 | (PANHEAD, SELF-DRILLING, OR SELF-TAPPING) | P | 0.51 | 0.61 | 0.51 | 0.51 | 0.55 | 0.54 | EA | SCS176 | QAC3216
POL400 | 0 | 371.31 | LK | 30' CLASS 5 POLE |  |  |  | ENCORE POWER POLE 30 FT | POLES | P | 323.53 | 372.06 | 294.12 | 264.71 | 0 | 342.94 | EA | POL400 | PO400
POL400 | 0 | 371.31 | LK | 30' CLASS 5 POLE |  |  |  | ENCORE POWER POLE 30 FT | POLES | P | 323.53 | 372.06 | 294.12 | 264.71 | 0 | 342.94 | EA | POL400 | RAJ0001
LUG194 | 0 | 0 | LK | 6AWG CU 2-HOLE COMPRESSION | LUG |  |  | BURNDY YA6C-2* (SPEC STUD) |  | P | 8.25 | 9.9 | 4.73 | 4.73 | 0 | 8.75 | EA | LUG194 | BURNDY YA6C2N
COT204 | 0 | 83.034 | LK | 1" EXP PRF TEK/CLX CONNECTOR |  |  |  | CRH TMCX3112 | TEK OR CLX CONNECTS (EXPLOSION PROOF) | P | 169.19 | 203.03 | 147.12 | 125.05 | 199.8 | 348.36 | EA | COT204 | BAY0301
COT204 | 0 | 83.034 | LK | 1" EXP PRF TEK/CLX CONNECTOR |  |  |  | CRH TMCX3112 | TEK OR CLX CONNECTS (EXPLOSION PROOF) | P | 169.19 | 203.03 | 147.12 | 125.05 | 199.8 | 348.36 | EA | COT204 | TMCX100A
CRSS204 | 0 | 0 | LK | 1/2" EZS16 FEM/MALE | CONDUIT SEAL |  |  | CRH EZS16 | CROUSE HINDS EZS SEALS | P | 82.32 | 82.32 | 82.32 | 69.97 | 23 | 91.65 | EA | CRSS204 | BAR0111
CRSS204 | 0 | 0 | LK | 1/2" EZS16 FEM/MALE | CONDUIT SEAL |  |  | CRH EZS16 | CROUSE HINDS EZS SEALS | P | 82.32 | 82.32 | 82.32 | 69.97 | 23 | 91.65 | EA | CRSS204 | CR377
XGAA1100 | 1.9767 | 1.9767 | LK | 15A 120V SP SWITCH IVORY |  |  |  | LEV 1451-2I |  | P | 0.95 | 0.95 | 0.95 | 0 | 3.55 | 0 | EA | XGAA1100 | GAA1100
SOL102 | 0 | 271.94 | LK | SOLAR PANEL MODULE 75W |  |  |  | 1030075SW75A | SOLAR PANELS AND CHARGERS | P | 651.67 | 651.67 | 651.67 | 651.67 | 528.66 | 725.53 | EA | SOL102 | LAF0050
XNAH1020 | 8.31 | 8.31 | LK | DUCT FLEXIBLE INSULATED FOR | BATHROOM FANS 4IN |  |  |  |  | P | 43.71 | 43.71 | 43.71 | 43.71 | 14.96 | 0 | EA | ? | ?
FUM801 | 0 | 0 | LK | 70A 4.8KV MED VOLTAGE FUSE |  |  |  | GOULD A480R-2R | FUSES (MISC.) (MIDGET FUSES) | P | 75 | 75 | 75 | 0 | 0 | 79.5 | EA | FUM801 | BUSS JCL-2R
FUM801 | 0 | 0 | LK | 70A 4.8KV MED VOLTAGE FUSE |  |  |  | GOULD A480R-2R | FUSES (MISC.) (MIDGET FUSES) | P | 75 | 75 | 75 | 0 | 0 | 79.5 | EA | FUM801 | GOULD A480R2R-1
FUM801 | 0 | 0 | LK | 70A 4.8KV MED VOLTAGE FUSE |  |  |  | GOULD A480R-2R | FUSES (MISC.) (MIDGET FUSES) | P | 75 | 75 | 75 | 0 | 0 | 79.5 | EA | FUM801 | NOS0113
SWT831 | 0 | 3 | LK | 3 POS TOGGLE SWITCH |  |  |  | NAPA TG6262 | TOGGLE SWITCHES | P | 10.49 | 10.49 | 10.49 | 0 | 5.83 | 11.12 | EA | SWT831 | GAA0002
LAM702 | 0 | 0 | LK | REFLECTOR 14" |  |  |  | HBL BL-B1 | LAMP GUARDS | P | 20 | 23.99 | 20 | 20 | 21.6 | 21.2 | EA | LAM702 | OAE0011
LAM706 | 0 | 0 | LK | GLOBE CLEAR 100W |  |  |  | STN VGC100 | LAMP GUARDS | P | 13.7 | 16.43 | 13.7 | 13.7 | 14.8 | 14.52 | EA | LAM706 | OAH0030
LAM188 | 0 | 0 | LK | BULB MINI 2PIN 15A 6.3V |  |  |  | PLPS G3.5 12/40 | LAMPS | P | 0 | 0 | 0 | 0 | 0 | 0 | EA | LAM188 | PAC0006
LAM184 | 0 | 0 | LK | BULB MINI LED 38-114 |  |  |  | RED LED 38-114 | LAMPS | P | 0 | 0 | 0 | 0 | 0 | 0 | EA | LAM184 | PAC0010
LAM186 | 0 | 0 | LK | BULB MINI BAYONET 15A 6.3V |  |  |  | SUN 755 6.3V (5/box) | LAMPS | P | 0.5 | 0.6 | 0.37 | 0 | 0 | 0.53 | EA | LAM186 | PAC0016
LIGA312 | 0 | 0 | LK | PILOT LIGHT LENS GREEN |  |  |  | SUN 30112 (10/box) | PANEL LIGHTS | P | 0.945 | 0.945 | 0.945 | 0.945 | 0 | 1 | EA | LIGA312 | LIG426
LIGA312 | 0 | 0 | LK | PILOT LIGHT LENS GREEN |  |  |  | SUN 30112 (10/box) | PANEL LIGHTS | P | 0.945 | 0.945 | 0.945 | 0.945 | 0 | 1 | EA | LIGA312 | PAC1001
LAM350 | 0 | 0 | LK | INCANDESCENT BULB 25W |  |  |  | PLPS 25A/B | LAMPS, INCANDESCENT | P | 1.275 | 1.275 | 1.275 | 1.275 | 0 | 1.35 | EA | LAM350 | PAD0000
LAM178 | 0 | 0 | LK | BULB INCAND 3W |  |  |  | PLPS 3S6/5 (10/box) | LAMPS | P | 0 | 0 | 0 | 0 | 0 | 0 | EA | LAM178 | PAD1003
LAM176 | 0 | 0 | LK | BULB INCAND APPLIANCE 25W |  |  |  | PLPS T8N | LAMPS | P | 0 | 0 | 0 | 0 | 0 | 0 | EA | LAM176 | PAD1025
LAM180 | 0 | 0 | LK | BULB INCANDESCENT FROST 25W |  |  |  | PLPS 25A-120V IF A19 | LAMPS | P | 0 | 0 | 0 | 0 | 0 | 0 | EA | LAM180 | PAD1026
LAM170 | 0 | 0.76 | LK | BULB INCAND FROST 40W |  |  |  | OSRA 40A/4/RP-120V IF A19 | LAMPS | P | 0 | 0 | 0 | 0 | 2.25 | 2.25 | EA | LAM170 | PAD1040
LAM168 | 0 | 0.975 | LK | BULB INCAND FROST 60W |  |  |  | OSRA 60A/4/RP-102V IF A19 | LAMPS | P | 0 | 0 | 0 | 0 | 2.25 | 2.25 | EA | LAM168 | PAD1060
LAB054 | 0 | 31.3338 | LK | 1/2 EZ LABELS HEAT SHRINK |  |  |  | YHS12/yellow WHS12/white | LABELS | P | 68.88 | 82.66 | 68.88 | 68.88 | 74.39 | 73.01 | EA | LAB054 | FAJ0042
LAM166 | 0 | 1.04 | LK | BULB INCAND FROST 75W |  |  |  | PLPS 75A/4/RP-120V IF A19 | LAMPS | P | 0 | 0 | 0 | 0 | 6.86 | 6.86 | EA | LAM166 | PAD1075
LAM172 | 0 | 2.55 | LK | 200W INCANDESCENT LAMP |  |  |  | PLPS 200A23 120V IF A23 | LAMPS | P | 5.76 | 6.91 | 5.76 | 4.32 | 6.22 | 6.22 | EA | LAM172 | OSRAM 200A23-120V
LAM172 | 0 | 2.55 | LK | 200W INCANDESCENT LAMP |  |  |  | PLPS 200A23 120V IF A23 | LAMPS | P | 5.76 | 6.91 | 5.76 | 4.32 | 6.22 | 6.22 | EA | LAM172 | PAD1200
LAM172 | 0 | 2.55 | LK | 200W INCANDESCENT LAMP |  |  |  | PLPS 200A23 120V IF A23 | LAMPS | P | 5.76 | 6.91 | 5.76 | 4.32 | 6.22 | 6.22 | EA | LAM172 | PHILIPS 200A23
LAM172 | 0 | 2.55 | LK | 200W INCANDESCENT LAMP |  |  |  | PLPS 200A23 120V IF A23 | LAMPS | P | 5.76 | 6.91 | 5.76 | 4.32 | 6.22 | 6.22 | EA | LAM172 | PHILIPS 362897
LAM354 | 0 | 0 | LK | BULB EXT SERVICE FROST 200W |  |  |  | OSRA 200A21/99/XL-125V EXTSVC | LAMPS, INCANDESCENT | P | 23.41 | 28.09 | 17.46 | 17.46 | 18.86 | 24.81 | EA | LAM354 | PAD2201
LAM356 | 0 | 0 | LK | INCANDESCENT FLOOD LAMP | 40W-100W |  |  | OSRA 65BR30/FL/CVP-130V | LAMPS, INCANDESCENT | P | 2.265 | 2.265 | 2.265 | 2.265 | 0 | 2.4 | EA | LAM356 | PAD3065
LAM158 | 0 | 3.6 | LK | BULB INCAND FLOOD 75W |  |  |  | PLPS 75PAR38/3SP | LAMPS | P | 0 | 0 | 0 | 0 | 2.7 | 2.7 | EA | LAM158 | PAD3075
LAM162 | 0 | 6.2 | LK | 90W 130V FLOOD LAMP |  |  |  | OSRA 90PAR/CAP/SPL/FL30-120V | LAMPS | P | 8.22 | 9.86 | 7.49 | 5.98 | 14.31 | 14.05 | EA | LAM162 | 90PAR/H/FL25-130
LAM162 | 0 | 6.2 | LK | 90W 130V FLOOD LAMP |  |  |  | OSRA 90PAR/CAP/SPL/FL30-120V | LAMPS | P | 8.22 | 9.86 | 7.49 | 5.98 | 14.31 | 14.05 | EA | LAM162 | 90PAR38/HAL/FL30-130
LAM162 | 0 | 6.2 | LK | 90W 130V FLOOD LAMP |  |  |  | OSRA 90PAR/CAP/SPL/FL30-120V | LAMPS | P | 8.22 | 9.86 | 7.49 | 5.98 | 14.31 | 14.05 | EA | LAM162 | PAD3091
LAM160 | 0 | 0 | LK | BULB INCAND FLOOD 100W |  |  |  | OSRA 80PAR38/HAL/S/WFL50-120V | LAMPS | P | 0 | 0 | 0 | 0 | 0 | 0 | EA | LAM160 | PAD3100
LAM358 | 0 | 0 | LK | BULB INCANDESCENT FLOOD 200W |  |  |  | PLPS 200PAR46/3MFL | LAMPS, INCANDESCENT | P | 49.275 | 49.275 | 49.275 | 49.275 | 0 | 52.23 | EA | LAM358 | PAD3200
LAM360 | 0 | 0 | LK | BULB INCANDESCENT HALOGEN 150W |  |  |  | PLPS 150Q/CL | LAMPS, INCANDESCENT | P | 76.23 | 76.23 | 76.23 | 76.23 | 0 | 80.8 | EA | LAM360 | PAE1150
LAB052 | 0 | 27.1183 | LK | 3/4 EZ LABELS HEAT SHRINK |  |  |  | YHS34/yellow WHS34/white | LABELS | P | 75.99 | 91.19 | 75.99 | 75.99 | 82.07 | 80.55 | EA | LAB052 | FAJ0041
LAM225 | 0 | 0 | LK | BULB FLUOR COOL WHITE 38.5W 4' |  |  |  | OSRA F48T12/CW | LAMPS | P | 9.88 | 11.86 | 9.88 | 8.89 | 9.88 | 0 | EA | LAM225 | PAF2138
LAM194 | 0 | 0 | LK | BULB MH (REGULAR) 70W |  |  |  | OSRA MP70/U/M | LAMPS | P | 0 | 0 | 0 | 0 | 0 | 0 | EA | LAM194 | PAG3070
SCM326 | 0 | 0 | LK | 8/32 X 1 1/4" ZINC MACHINE | SCREW |  |  | FAST (100/box)(131/lb) | ZINC MACHINE SCREWS | P | 0.11 | 0.13 | 0.11 | 0.11 | 0.12 | 0.12 | EA | SCM326 | QAC1823
SCM328 | 0 | 0.0542 | LK | 8/32 X 1 1/2" ZINC MACHINE | SCREW |  |  | FASTEANL (100/box)(116/ | ZINC MACHINE SCREWS | P | 0.12 | 0.15 | 0.12 | 0.12 | 0.13 | 0.13 | EA | SCM328 | QAC1824
BOL496 | 0 | 0.2244 | LK | 1/8" TOGGLE BOLT |  |  |  | MET 1549 (50/box) | TOGGLE BOLTS | P | 0.5 | 0.6 | 0.43 | 0.37 | 0.4 | 0.86 | EA | BOL496 | QAC0130
BOL496 | 0 | 0.2244 | LK | 1/8" TOGGLE BOLT |  |  |  | MET 1549 (50/box) | TOGGLE BOLTS | P | 0.5 | 0.6 | 0.43 | 0.37 | 0.4 | 0.86 | EA | BOL496 | QAC0140
BLO241 | 0 | 0 | LK | 3P PWR DISTR BLCK |  |  |  | BUR BDB-11-350-3 | DISTRIBUTION BLOCKS | P | 81.88 | 98.26 | 81.88 | 73.69 | 0 | 86.79 | EA | BLO241 | BL241
BLO241 | 0 | 0 | LK | 3P PWR DISTR BLCK |  |  |  | BUR BDB-11-350-3 | DISTRIBUTION BLOCKS | P | 81.88 | 98.26 | 81.88 | 73.69 | 0 | 86.79 | EA | BLO241 | FAB2310
BLO241 | 0 | 0 | LK | 3P PWR DISTR BLCK |  |  |  | BUR BDB-11-350-3 | DISTRIBUTION BLOCKS | P | 81.88 | 98.26 | 81.88 | 73.69 | 0 | 86.79 | EA | BLO241 | XLK340
BLO242 | 0 | 0 | LK | 3P PWR DISTR BLCK |  |  |  | BUR BDB-22-350-3 | DISTRIBUTION BLOCKS | P | 157.59 | 189.1 | 157.59 | 141.83 | 0 | 167.05 | EA | BLO242 | BL242
BLO242 | 0 | 0 | LK | 3P PWR DISTR BLCK |  |  |  | BUR BDB-22-350-3 | DISTRIBUTION BLOCKS | P | 157.59 | 189.1 | 157.59 | 141.83 | 0 | 167.05 | EA | BLO242 | FAB2320
BLO242 | 0 | 0 | LK | 3P PWR DISTR BLCK |  |  |  | BUR BDB-22-350-3 | DISTRIBUTION BLOCKS | P | 157.59 | 189.1 | 157.59 | 141.83 | 0 | 167.05 | EA | BLO242 | YMB022
CRSC112 | 0 | 12.35 | LK | 1 1/4" #C47 CONDULET | CROUSE HINDS |  |  | CRH C47 | C CONDULETS | P | 38.16 | 45.79 | 33.18 | 27.21 | 0 | 28.66 | EA | CRSC112 | BAQ0402
CRSC112 | 0 | 12.35 | LK | 1 1/4" #C47 CONDULET | CROUSE HINDS |  |  | CRH C47 | C CONDULETS | P | 38.16 | 45.79 | 33.18 | 27.21 | 0 | 28.66 | EA | CRSC112 | CR305
LAB050 | 0 | 17.53 | LK | 3/8" EZ LABELS HEAT SHRINK |  |  |  | YHS38/yellow WHS38/white | LABELS | P | 65.99 | 79.19 | 65.99 | 65.99 | 71.27 | 71.27 | EA | LAB050 | FAJ0040
SCM340 | 0 | 0.0428 | LK | 10/32 X 3/4" ZINC MACHINE | SCREW |  |  | FAST (100/box)(138/lb) | ZINC MACHINE SCREWS | P | 0.09 | 0.11 | 0.09 | 0.09 | 0.1 | 0.1 | EA | SCM340 | QAC1120
SCM340 | 0 | 0.0428 | LK | 10/32 X 3/4" ZINC MACHINE | SCREW |  |  | FAST (100/box)(138/lb) | ZINC MACHINE SCREWS | P | 0.09 | 0.11 | 0.09 | 0.09 | 0.1 | 0.1 | EA | SCM340 | SC580
NUT668 | 0.03 | 0.0379 | LK | 10/32" ZINC NUT |  |  |  | FAST (100/box)(286/lb) | ZINC NUTS | P | 0.13 | 0.16 | 0.13 | 0.12 | 0.13 | 0.13 | EA | NUT668 | NU668
NUT668 | 0.03 | 0.0379 | LK | 10/32" ZINC NUT |  |  |  | FAST (100/box)(286/lb) | ZINC NUTS | P | 0.13 | 0.16 | 0.13 | 0.12 | 0.13 | 0.13 | EA | NUT668 | QAC1151
CRSL100 | 0 | 5.71 | LK | 1/2" L17 CONDULET | CROUSE HINDS |  |  |  | LB CONDULETS | P | 21.9 | 26.28 | 19.04 | 16.18 | 16.2 | 23.21 | EA | CRSL100 | BAQ0109
CRSL100 | 0 | 5.71 | LK | 1/2" L17 CONDULET | CROUSE HINDS |  |  |  | LB CONDULETS | P | 21.9 | 26.28 | 19.04 | 16.18 | 16.2 | 23.21 | EA | CRSL100 | CR528
SCM312 | 0 | 0.0681 | LK | 6/32 X 2" ZINC MACHINE SCREW |  |  |  | FAST (100/box)(133/lb) | ZINC MACHINE SCREWS | P | 0.15 | 0.18 | 0.15 | 0.15 | 0.16 | 0.16 | EA | SCM312 | QAC1625
SCM316 | 0 | 0 | LK | 6/32 X 3" ZINC MACHINE SCREW |  |  |  | FAST (100/box)(117/lb) | ZINC MACHINE SCREWS | P | 0.14 | 0.17 | 0.14 | 0.14 | 0.15 | 0.15 | EA | SCM316 | QAC1627
CRSL125 | 0 | 10.56 | LK | 2" LB68 CONDULET | CROUSE HINDS |  |  | CRH LB68 | LB CONDULETS | P | 106.46 | 127.75 | 92.57 | 92.57 | 20.52 | 139.64 | EA | CRSL125 | BAQ0600
CRSL125 | 0 | 10.56 | LK | 2" LB68 CONDULET | CROUSE HINDS |  |  | CRH LB68 | LB CONDULETS | P | 106.46 | 127.75 | 92.57 | 92.57 | 20.52 | 139.64 | EA | CRSL125 | CR543
CRSL127 | 0 | 0 | LK | 2 1/2" LB78 CONDULET | CROUSE HINDS |  |  |  | LB CONDULETS | P | 196.82 | 236.19 | 171.15 | 145.48 | 0 | 208.63 | EA | CRSL127 | BAQ0700
CRSL127 | 0 | 0 | LK | 2 1/2" LB78 CONDULET | CROUSE HINDS |  |  |  | LB CONDULETS | P | 196.82 | 236.19 | 171.15 | 145.48 | 0 | 208.63 | EA | CRSL127 | CR545
CRSA204 | 0 | 0 | LK | 3/4" T25 ALUMINUM CONDULET |  |  |  | REDD AT-2 | ALUMINUM CONDULETS | P | 12.33 | 14.79 | 10.72 | 10.72 | 0 | 13.07 | EA | CRSA204 | BAS0202
CRSA204 | 0 | 0 | LK | 3/4" T25 ALUMINUM CONDULET |  |  |  | REDD AT-2 | ALUMINUM CONDULETS | P | 12.33 | 14.79 | 10.72 | 10.72 | 0 | 13.07 | EA | CRSA204 | CR852
PLA254 | 0.448 | 0 | LK | SWITCH/RECEPT WALLPLATE GFI 2G | IVORY |  |  | LEV 80405-I | PLATES FOR SWITCHES AND RECP. | P | 0 | 0 | 0 | 0 | 0 | 0 | EA | PLA254 | GAF2004
CRSS212 | 0 | 16.64 | LK | 3/4" EZS SEAL | CROUSE HINDS |  |  | CRH EZS26 (2/box) | CROUSE HINDS EZS SEALS | P | 99.4 | 119.28 | 86.44 | 73.47 | 32.35 | 91.65 | EA | CRSS212 | BAR0211
CRSS212 | 0 | 16.64 | LK | 3/4" EZS SEAL | CROUSE HINDS |  |  | CRH EZS26 (2/box) | CROUSE HINDS EZS SEALS | P | 99.4 | 119.28 | 86.44 | 73.47 | 32.35 | 91.65 | EA | CRSS212 | CR379
CRSS220 | 0 | 0 | LK | 1" EZS36 SEAL | CROUSE HINDS |  |  | CRH EZS36 (2/box) | CROUSE HINDS EZS SEALS | P | 104.37 | 125.24 | 90.76 | 77.15 | 0 | 104.37 | EA | CRSS220 | BAR0311
CRSS220 | 0 | 0 | LK | 1" EZS36 SEAL | CROUSE HINDS |  |  | CRH EZS36 (2/box) | CROUSE HINDS EZS SEALS | P | 104.37 | 125.24 | 90.76 | 77.15 | 0 | 104.37 | EA | CRSS220 | CR381
PLU424 | 0 | 15.1026 | LK | 15A 125V 2P3W WP MALE CORD | PLUG STR BLADE |  |  | WOD 14W47 | EXTENSION CORD PLUGS | P | 24.76 | 29.71 | 21.56 | 21.56 | 34.18 | 34.18 | EA | PLU424 | ERIC 1510PW6P
PLU424 | 0 | 15.1026 | LK | 15A 125V 2P3W WP MALE CORD | PLUG STR BLADE |  |  | WOD 14W47 | EXTENSION CORD PLUGS | P | 24.76 | 29.71 | 21.56 | 21.56 | 34.18 | 34.18 | EA | PLU424 | GAK1110
PLU424 | 0 | 15.1026 | LK | 15A 125V 2P3W WP MALE CORD | PLUG STR BLADE |  |  | WOD 14W47 | EXTENSION CORD PLUGS | P | 24.76 | 29.71 | 21.56 | 21.56 | 34.18 | 34.18 | EA | PLU424 | L5-15
PLU424 | 0 | 15.1026 | LK | 15A 125V 2P3W WP MALE CORD | PLUG STR BLADE |  |  | WOD 14W47 | EXTENSION CORD PLUGS | P | 24.76 | 29.71 | 21.56 | 21.56 | 34.18 | 34.18 | EA | PLU424 | LEV 14W47
PLU424 | 0 | 15.1026 | LK | 15A 125V 2P3W WP MALE CORD | PLUG STR BLADE |  |  | WOD 14W47 | EXTENSION CORD PLUGS | P | 24.76 | 29.71 | 21.56 | 21.56 | 34.18 | 34.18 | EA | PLU424 | WOOD 14W47
PLU424 | 0 | 15.1026 | LK | 15A 125V 2P3W WP MALE CORD | PLUG STR BLADE |  |  | WOD 14W47 | EXTENSION CORD PLUGS | P | 24.76 | 29.71 | 21.56 | 21.56 | 34.18 | 34.18 | EA | PLU424 | XLK293
CRSS250 | 63.27 | 23.9435 | LK | 1/2" EYD DRAIN SEAL | CROUSE HINDS |  |  | CRH EYD16 (5/box) | CROUSE HINDS EYD SEALS | P | 98.23 | 117.87 | 85.41 | 85.41 | 56.16 | 105.66 | EA | CRSS250 | BAR0110
CRSS250 | 63.27 | 23.9435 | LK | 1/2" EYD DRAIN SEAL | CROUSE HINDS |  |  | CRH EYD16 (5/box) | CROUSE HINDS EYD SEALS | P | 98.23 | 117.87 | 85.41 | 85.41 | 56.16 | 105.66 | EA | CRSS250 | CR394
CRSS254 | 0 | 40.3 | LK | 3/4" EYD26 DRAIN SEAL | CROUSE HINDS |  |  | CRH EYD26 (5/box) | CROUSE HINDS EYD SEALS | P | 103.79 | 124.54 | 90.25 | 90.25 | 65.4 | 103.94 | EA | CRSS254 | BAR0210
CRSS254 | 0 | 40.3 | LK | 3/4" EYD26 DRAIN SEAL | CROUSE HINDS |  |  | CRH EYD26 (5/box) | CROUSE HINDS EYD SEALS | P | 103.79 | 124.54 | 90.25 | 90.25 | 65.4 | 103.94 | EA | CRSS254 | CR395
CRSS258 | 0 | 10.47 | LK | 1" EYD36 DRAIN SEAL | CROUSE HINDS |  |  | CRH EYD36 (2/box) | CROUSE HINDS EYD SEALS | P | 111.06 | 133.27 | 96.57 | 96.57 | 20.36 | 107.51 | EA | CRSS258 | BAR0310
CRSS258 | 0 | 10.47 | LK | 1" EYD36 DRAIN SEAL | CROUSE HINDS |  |  | CRH EYD36 (2/box) | CROUSE HINDS EYD SEALS | P | 111.06 | 133.27 | 96.57 | 96.57 | 20.36 | 107.51 | EA | CRSS258 | CR396
LAM156 | 0 | 0 | LK | LAMPHOLDER PLUNGER RECESS 660W |  |  |  | LEV 464 | LAMPS | P | 0 | 0 | 0 | 0 | 0 | 0 | EA | LAM156 | GAL2000
CRSA100 | 0 | 8.79 | LK | 1/2" LB15 ALUMINUM CONDULET |  |  |  | REDD ALB-1 | ALUMINUM CONDULETS | P | 7.65 | 9.18 | 6.65 | 6.65 | 15.82 | 8.11 | EA | CRSA100 | BAS0101
CRSA100 | 0 | 8.79 | LK | 1/2" LB15 ALUMINUM CONDULET |  |  |  | REDD ALB-1 | ALUMINUM CONDULETS | P | 7.65 | 9.18 | 6.65 | 6.65 | 15.82 | 8.11 | EA | CRSA100 | CR831
CRSA104 | 0 | 5.549 | LK | 3/4" LB25 ALUMINUM CONDULET |  |  |  | REDD AT-1 | ALUMINUM CONDULETS | P | 9.93 | 11.91 | 8.63 | 8.63 | 19.1 | 10.53 | EA | CRSA104 | BAS0102
CRSA104 | 0 | 5.549 | LK | 3/4" LB25 ALUMINUM CONDULET |  |  |  | REDD AT-1 | ALUMINUM CONDULETS | P | 9.93 | 11.91 | 8.63 | 8.63 | 19.1 | 10.53 | EA | CRSA104 | CR832
CRSA120 | 0 | 0 | LK | 2" LB65 ALUMINUM CONDULET |  |  |  | THM ALB-6 | ALUMINUM CONDULETS | P | 36.02 | 43.23 | 31.32 | 31.32 | 0 | 44.72 | EA | CRSA120 | BAS0601
CRSA120 | 0 | 0 | LK | 2" LB65 ALUMINUM CONDULET |  |  |  | THM ALB-6 | ALUMINUM CONDULETS | P | 36.02 | 43.23 | 31.32 | 31.32 | 0 | 44.72 | EA | CRSA120 | CR836
CRSA200 | 0 | 0 | LK | 1/2" T15 ALUMINUM CONDULET |  |  |  |  | ALUMINUM CONDULETS | P | 9.56 | 11.47 | 8.31 | 8.31 | 0 | 10.13 | EA | CRSA200 | CR851
ENA120 | 0 | 0 | LK | 20 X 16 WINDOW KIT |  |  |  | HOF APWK2016H | ENCLOSURE ACCESSORIES | P | 0 | 0 | 661.37 | 0 | 0 | 0 | EA | ENA120 | EAA6000
ENA120 | 0 | 0 | LK | 20 X 16 WINDOW KIT |  |  |  | HOF APWK2016H | ENCLOSURE ACCESSORIES | P | 0 | 0 | 661.37 | 0 | 0 | 0 | EA | ENA120 | ENA102
BOX124 | 0 | 0 | LK | OCT METAL FAN BOX 3 1/2 |  |  |  | THM 24151-NV | BOXES | P | 3.13 | 3.75 | 2.72 | 2.31 | 2.49 | 8.12 | EA | BOX124 | DAC1002
BOX134 | 0 | 0 | LK | HANDY BOX OPEN BACK EXT 1-7/8 |  |  |  | THM 59361-1/2 | BOXES | P | 5.75 | 6.9 | 5 | 4.5 | 4.86 | 5.75 | EA | BOX134 | DAD1003
PLA164 | 0 | 0.65 | LK | 1G TOGGLE SWITCH COVER FOR | HANDY BOX |  |  | THM - 58C30 | PLATES FOR SWITCHES AND RECP. | P | 0 | 0 | 0 | 0 | 1.35 | 1.26 | EA | PLA164 | DAD1013
XIAA0102 | 79.98 | 41.98 | LK | LOADCENTER 100A 20CIR INDOOR |  |  |  | ITE P2020B1100CU |  | P | 63.03 | 63.03 | 63.03 | 63.03 | 0 | 0 | EA | XIAA0102 | IAA0102
XIAA0310 | 112.31 | 134.69 | LK | LOADCENTER 200A 40-40CIR | INDOOR |  |  | ITE G4040B1200CU |  | P | 238.05 | 238.05 | 238.05 | 238.05 | 189 | 0 | EA | XIAA0310 | IAA0310
HUS280 | 0 | 11.73 | LK | 3/4" LOAD CTR HUB |  |  |  | ITE HR075 | HUBS, LOAD CTR SIEMENS | P | 4.64 | 5.56 | 4.64 | 4.64 | 17.99 | 17.99 | EA | HUS280 | IAB0200
PLA234 | 1.2698 | 1.27 | LK | 4 ROUND COVER BLANK |  |  |  | UNI 4052 4-IN | PLATES FOR SWITCHES AND RECP. | P | 0 | 0 | 0 | 0 | 2.16 | 2.65 | EA | PLA234 | DAJ1011
ENW280 | 0 | 0 | LK | 16" X 14" FIBERGLASS | ENCLOSURE W/ WINDOW |  |  | HOF A16148CHQRFGW | ENCLOSURES, FIBERGLASS W/ WINDOW | P | 244.04 | 244.04 | 244.04 | 0 | 0 | 258.68 | EA | ENW280 | EAA1005
BOL400 | 0 | 0 | LK | 1 1/2" U BOLT |  |  |  |  | U - BOLTS | P | 2.94 | 3.53 | 2.56 | 2.43 | 2.56 | 4.38 | EA | BOL400 | BO334
BOL400 | 0 | 0 | LK | 1 1/2" U BOLT |  |  |  |  | U - BOLTS | P | 2.94 | 3.53 | 2.56 | 2.43 | 2.56 | 4.38 | EA | BOL400 | QAC7500
BOL402 | 0 | 0 | LK | 2" U BOLT |  |  |  |  | U - BOLTS | P | 3.07 | 3.68 | 2.67 | 2.53 | 2.67 | 7.93 | EA | BOL402 | BO335
BOL402 | 0 | 0 | LK | 2" U BOLT |  |  |  |  | U - BOLTS | P | 3.07 | 3.68 | 2.67 | 2.53 | 2.67 | 7.93 | EA | BOL402 | QAC7600
OIL200 | 0 | 0 | LK | LUBE STICK WAX | (CUTTING WAX) |  |  | RLE 15-SK (15oz - 12/box) | OILS, LUBRICANTS | P | 14.35 | 17.22 | 14.35 | 14.35 | 15.5 | 18.39 | EA | OIL200 | QAD0004
GUA210 | 0 | 0 | LK | SPAN GUARD #2 |  |  |  | P AND R #2 ACSR 9IN | GUARDS | P | 179.89 | 215.87 | 179.89 | 179.89 | 194.28 | 211.89 | EA | GUA210 | RAB0062
CLD322 | 0 | 550 | LK | (301) DEADEND CLAMP |  |  |  | AND DE46-N | DEADEND CLAMPS | P | 1265 | 1518 | 1100 | 990 | 0 | 1375.52 | C | CLD322 | ANDERSON DE46N
CLD322 | 0 | 550 | LK | (301) DEADEND CLAMP |  |  |  | AND DE46-N | DEADEND CLAMPS | P | 1265 | 1518 | 1100 | 990 | 0 | 1375.52 | C | CLD322 | CL322
CLD322 | 0 | 550 | LK | (301) DEADEND CLAMP |  |  |  | AND DE46-N | DEADEND CLAMPS | P | 1265 | 1518 | 1100 | 990 | 0 | 1375.52 | C | CLD322 | RAB0170
INS400 | 0 | 0 | LK | 3" SPOOL INSULATOR |  |  |  | VICT VI-2612 53-2 GRAY | SPOOL INSULATOR | P | 294.4 | 353.28 | 256 | 192 | 0 | 312.06 | C | INS400 | IN400
INS400 | 0 | 0 | LK | 3" SPOOL INSULATOR |  |  |  | VICT VI-2612 53-2 GRAY | SPOOL INSULATOR | P | 294.4 | 353.28 | 256 | 192 | 0 | 312.06 | C | INS400 | RAB0199
LUG106 | 0 | 5.1641 | LK | #1/0 COMPRESSION LUG 1 HOLE |  |  |  | BUR YRA25U | COMPRESSION LUGS ( 1 HOLE) | P | 3.75 | 4.5 | 3.75 | 3.75 | 11.07 | 11.45 | EA | LUG106 | FAB0202
GUA218 | 0 | 0 | LK | RAPTOR PROTECTOR PERCH GUARD |  |  |  | EMTL PG-1 | GUARDS | P | 29.13 | 34.96 | 29.13 | 29.13 | 31.46 | 31.46 | EA | GUA218 | RAD2004
LUG108 | 0 | 5.7783 | LK | #2/0 COMPRESSION LUG 1 HOLE |  |  |  | BUR YRA26U | COMPRESSION LUGS ( 1 HOLE) | P | 4.34 | 5.21 | 4.34 | 4.34 | 13.85 | 13.85 | EA | LUG108 | FAB0203
LUG110 | 0 | 10.5228 | LK | #3/0 COMPRESSION LUG 1 HOLE |  |  |  | BUR YRA27U | COMPRESSION LUGS ( 1 HOLE) | P | 3.99 | 4.79 | 3.99 | 3.99 | 15.85 | 15.85 | EA | LUG110 | FAB0204
LUG110 | 0 | 10.5228 | LK | #3/0 COMPRESSION LUG 1 HOLE |  |  |  | BUR YRA27U | COMPRESSION LUGS ( 1 HOLE) | P | 3.99 | 4.79 | 3.99 | 3.99 | 15.85 | 15.85 | EA | LUG110 | ZWF140
LUG110 | 0 | 10.5228 | LK | #3/0 COMPRESSION LUG 1 HOLE |  |  |  | BUR YRA27U | COMPRESSION LUGS ( 1 HOLE) | P | 3.99 | 4.79 | 3.99 | 3.99 | 15.85 | 15.85 | EA | LUG110 | ZWF146
DIO100 | 0 | 0 | LK | DIODE 12V-24V |  |  |  |  | DIODES | P | 45 | 54 | 45 | 45 | 48.6 | 48.6 | EA | DIO100 | TAB0001
STK261 | 0 | 0 | LK | LUG CRIMP #2 1H CU 5/16 BROWN | W/CRIMP TOOL |  |  | BUR YAV2CLTC516FX (50/box) | STAKONS RINGS (NON-INSULATED) | P | 5.66 | 0 | 5.66 | 5.66 | 5.66 | 0 | EA | STK261 | FAB0401
COM549 | 0 | 0 | LK | #250 IRREVERSIBLE CRIMP | C-TAP COMPR CONNECT |  |  | BUR YGHC29C29 | COMPRESSION CONNECTORS | P | 22.94 | 27.53 | 19.95 | 19.95 | 21.55 | 24.32 | EA | COM549 | FAB0423
COM549 | 0 | 0 | LK | #250 IRREVERSIBLE CRIMP | C-TAP COMPR CONNECT |  |  | BUR YGHC29C29 | COMPRESSION CONNECTORS | P | 22.94 | 27.53 | 19.95 | 19.95 | 21.55 | 24.32 | EA | COM549 | XWF117
STK259 | 0 | 0 | LK | LUG CRIMP #4 1H CU 5/16 GRAY |  |  |  | BUR YAV4CL-TC516-FX | STAKONS RINGS (NON-INSULATED) | P | 0 | 0 | 0 | 0 | 0 | 0 | EA | STK259 | FAB0404
LUG460 | 0 | 0 | LK | #6 DLO COMPRESSION LUG | (FLEX CABLE) |  |  | BUR YAV6CL-TC14-FX | COMPRESSION LUGS FOR FLEX CABLES (DLO) | P | 2.82 | 3.38 | 2.82 | 2.82 | 3.05 | 2.99 | EA | LUG460 | FAB0406
LUG416 | 0 | 0 | LK | 350 MCM ALUM 1 HOLE COMPR LUG |  |  |  | BUR YA31A1 | COMPR LUGS ALUMINUM 1 HOLE HYLUG | P | 17.04 | 20.45 | 17.04 | 17.04 | 18.4 | 20.17 | EA | LUG416 | FAB0417
LUG482 | 0 | 0 | LK | 450 MCM DLO COMPRESSION LUG | (FLEX CABLE) |  |  | BUR YA36LTC12FX (use w/ DLO444 | COMPRESSION LUGS FOR FLEX CABLES (DLO) | P | 53.19 | 63.83 | 53.19 | 53.19 | 57.45 | 56.38 | EA | LUG482 | FAB0419
COF498 | 0.6246 | 0.8569 | LK | 3/8" SNAP-IN MC STEEL FLEX | CONDUIT CONNECT |  |  | REG 653/BPT 38ADS | STEEL FLEXIBLE CONDUIT CONNECTS | P | 2.4 | 2.88 | 2.4 | 1.2 | 1.86 | 1.86 | EA | COF498 | BAH0099
COF498 | 0.6246 | 0.8569 | LK | 3/8" SNAP-IN MC STEEL FLEX | CONDUIT CONNECT |  |  | REG 653/BPT 38ADS | STEEL FLEXIBLE CONDUIT CONNECTS | P | 2.4 | 2.88 | 2.4 | 1.2 | 1.86 | 1.86 | EA | COF498 | BPT 38ADS
COF498 | 0.6246 | 0.8569 | LK | 3/8" SNAP-IN MC STEEL FLEX | CONDUIT CONNECT |  |  | REG 653/BPT 38ADS | STEEL FLEXIBLE CONDUIT CONNECTS | P | 2.4 | 2.88 | 2.4 | 1.2 | 1.86 | 1.86 | EA | COF498 | REG 653
COF498 | 0.6246 | 0.8569 | LK | 3/8" SNAP-IN MC STEEL FLEX | CONDUIT CONNECT |  |  | REG 653/BPT 38ADS | STEEL FLEXIBLE CONDUIT CONNECTS | P | 2.4 | 2.88 | 2.4 | 1.2 | 1.86 | 1.86 | EA | COF498 | XHY006
COF498 | 0.6246 | 0.8569 | LK | 3/8" SNAP-IN MC STEEL FLEX | CONDUIT CONNECT |  |  | REG 653/BPT 38ADS | STEEL FLEXIBLE CONDUIT CONNECTS | P | 2.4 | 2.88 | 2.4 | 1.2 | 1.86 | 1.86 | EA | COF498 | XLK088
COF504 | 0 | 0.8593 | LK | STEEL FLEX 90D CONN 1/2 |  |  |  | THM 268-TD | STEEL FLEXIBLE CONDUIT CONNECTS | P | 8.22 | 9.87 | 7.15 | 7.15 | 7.72 | 8.71 | EA | COF504 | BAH0101
COF504 | 0 | 0.8593 | LK | STEEL FLEX 90D CONN 1/2 |  |  |  | THM 268-TD | STEEL FLEXIBLE CONDUIT CONNECTS | P | 8.22 | 9.87 | 7.15 | 7.15 | 7.72 | 8.71 | EA | COF504 | XLK362
COF461 | 0.7663 | 0.7663 | LK | 1/2" STR FLEX MC CABLE SQUEEZE | CONN |  |  | THM 254-TB |  | P | 2.43 | 2.92 | 2.21 | 0 | 1.4 | 0 | EA | COF461 | BAH0102
COF461 | 0.7663 | 0.7663 | LK | 1/2" STR FLEX MC CABLE SQUEEZE | CONN |  |  | THM 254-TB |  | P | 2.43 | 2.92 | 2.21 | 0 | 1.4 | 0 | EA | COF461 | THOMAS & BETTS 254-TB
LUG128 | 0 | 0 | LK | 750MCM COMPRESSION LUG 1 HOLE |  |  |  | BUR YA39L / THM 54123 | COMPRESSION LUGS ( 1 HOLE) | P | 23.54 | 28.24 | 23.54 | 23.54 | 25.42 | 24.95 | EA | LUG128 | FAB0421
LUP312 | 0 | 0 | LK | LUG TERM 2STR-600 ALCU 4 BBL |  |  |  | BUR K22A36U-2 | PARALELL MECHANICAL LUGS | P | 62.97 | 75.56 | 62.97 | 62.97 | 68.01 | 66.75 | EA | LUP312 | FAB2201
COF506 | 0 | 3.8 | LK | STEEL FLEX S/SCR 90D CONN 3/4 |  |  |  | THM 325 | STEEL FLEXIBLE CONDUIT CONNECTS | P | 6.56 | 7.87 | 5.7 | 5.7 | 6.16 | 6.95 | EA | COF506 | BAH0201
COS584 | 0 | 0 | LK | KSU20 COPPER TO ALUM | SPLIT BOLT CONNECT |  |  | BUR KSU20/KSA4 | COPPER SPLIT BOLT CONNECTS | P | 8.6 | 10.32 | 7.48 | 5.98 | 6.46 | 9.12 | EA | COS584 | FAD0301
COS586 | 0 | 0 | LK | KSU22 COPPER TO ALUM | SPLIT BOLT CONNECT |  |  | BUR KSU22/KSA2 | COPPER SPLIT BOLT CONNECTS | P | 12.06 | 14.48 | 10.49 | 8.39 | 9.06 | 12.78 | EA | COS586 | FAD0302
COS588 | 0 | 0 | LK | KSU23 COPPER TO ALUM | SPLIT BOLT CONNECT |  |  | BUR KSU23 | COPPER SPLIT BOLT CONNECTS | P | 13.02 | 15.62 | 11.32 | 9.06 | 9.78 | 13.8 | EA | COS588 | FAD0303
COS590 | 0 | 0 | LK | KSU29 COPPER TO ALUM | SPLIT BOLT CONNECT |  |  | BUR KSU29 | COPPER SPLIT BOLT CONNECTS | P | 45.24 | 54.29 | 39.34 | 31.47 | 33.99 | 47.95 | EA | COS590 | FAD0306
COS592 | 0 | 0 | LK | KSU34 COPPER TO ALUM | SPLIT BOLT CONNECT |  |  | BUR KSU34 | COPPER SPLIT BOLT CONNECTS | P | 108.05 | 129.66 | 93.96 | 84.56 | 91.32 | 114.53 | EA | COS592 | FAD0308
PANA108 | 4536.66 | 4540.7 | LK | ALLEN BRADLEY SIZE 5 | PUMP PANEL |  |  | ALB 1232X-FNB-28R -27R | ALLEN BRADLEY CONTROL PANEL | P | 5743.99 | 6892.78 | 4994.77 | 4994.77 | 8819.27 | 8819.27 | EA | PANA108 | JAA1205
PANA108 | 4536.66 | 4540.7 | LK | ALLEN BRADLEY SIZE 5 | PUMP PANEL |  |  | ALB 1232X-FNB-28R -27R | ALLEN BRADLEY CONTROL PANEL | P | 5743.99 | 6892.78 | 4994.77 | 4994.77 | 8819.27 | 8819.27 | EA | PANA108 | XLK1155
XHY108 | 3.4 | 3.4 | LK | LOT BILLING HIB L24C CVPL-2-2 | LAYEUMWS 20EA. |  |  |  |  | L | 0 | 0 | 0 | 0 | 0 | 0 | EA | ? | ?
CRSC332 | 0 | 5.6283 | LK | CGB 295 3/4 | 3/4 .500-.625 CORD CONNECTOR |  |  | THM 2534 | CGB CONNECTS | P | 9.95 | 11.94 | 8.65 | 7.53 | 8.13 | 10.55 | EA | CRSC332 | BAU0203
CRSC332 | 0 | 5.6283 | LK | CGB 295 3/4 | 3/4 .500-.625 CORD CONNECTOR |  |  | THM 2534 | CGB CONNECTS | P | 9.95 | 11.94 | 8.65 | 7.53 | 8.13 | 10.55 | EA | CRSC332 | XC051
CRSC340 | 0 | 24 | LK | CGB297 3/4" | 3/4 .750-.880 CORD CONNECTOR |  |  | THM 2536 | CGB CONNECTS | P | 17.65 | 21.18 | 15.35 | 13.35 | 14.42 | 18.71 | EA | CRSC340 | BAU0205
CRSS100 | 0 | 0 | LK | SEALING COMPOUND PUTTY |  |  |  | THM SC65 | CHICO AND FIBER | P | 30.21 | 36.25 | 30.21 | 30.21 | 32.63 | 0 | EA | CRSS100 | BAY0000
HUS288 | 0 | 0 | LK | 2" LOAD CTR HUB SIEMENS |  |  |  | ITE HR200 | HUBS, LOAD CTR SIEMENS | P | 8.07 | 9.68 | 8.07 | 8.07 | 8.72 | 8.72 | EA | HUS288 | IAB0601
BRKS200 | 8.9 | 11.9583 | LK | 20A DP SIEMENS BREAKER |  |  |  | ITE Q220 | DP - 240 VOLT SIEMENS BREAKER | P | 41.44 | 49.73 | 41.44 | 33.15 | 35.8 | 45.45 | EA | BRKS200 | IAD0220
BRKS200 | 8.9 | 11.9583 | LK | 20A DP SIEMENS BREAKER |  |  |  | ITE Q220 | DP - 240 VOLT SIEMENS BREAKER | P | 41.44 | 49.73 | 41.44 | 33.15 | 35.8 | 45.45 | EA | BRKS200 | XAB222
BRKS200 | 8.9 | 11.9583 | LK | 20A DP SIEMENS BREAKER |  |  |  | ITE Q220 | DP - 240 VOLT SIEMENS BREAKER | P | 41.44 | 49.73 | 41.44 | 33.15 | 35.8 | 45.45 | EA | BRKS200 | XLK221
SWT606 | 349.78 | 213.05 | LK | DISCONNECT 100A 3PH 600V | NONFUSED |  |  |  | MISCELLENEOUS SWITCHES | P | 586.89 | 704.27 | 586.89 | 586.89 | 633.84 | 633.84 | EA | SWT606 | IAF2100
BRKC108 | 0 | 0 | LK | 40 AMP 120V SP CH BREAKER |  |  |  | WESCO CH140 | SP - 120 VOLT C-H | P | 23.98 | 28.77 | 20.85 | 15.64 | 16.89 | 23.98 | EA | BRKC108 | IAJ0140
XIAL0012 | 12.31 | 12.31 | LK | TICKLER LUG 5TH TERM | PLUG-IN |  |  | MIL 5T8K2-R |  | P | 5.85 | 5.85 | 5.85 | 5.85 | 24.84 | 0 | EA | XIAL0012 | IAL0012
ARS302 | 0 | 0 | LK | GE OR JOSLYN CONTROL | SECONDARY ARRESTER 3PH 650V |  |  | GE 9L15ECC001 | SECONDARY ARRESTERS | P | 68.04 | 68.04 | 68.04 | 54.432 | 0 | 72.12 | EA | ARS302 | AR302
ARS302 | 0 | 0 | LK | GE OR JOSLYN CONTROL | SECONDARY ARRESTER 3PH 650V |  |  | GE 9L15ECC001 | SECONDARY ARRESTERS | P | 68.04 | 68.04 | 68.04 | 54.432 | 0 | 72.12 | EA | ARS302 | NOS0000
SEN100 | 0 | 0 | LK | SWITCH POSITION W/CORD |  |  |  | TURCK BI10-G30-AN6X | SENSOR | P | 159 | 190.8 | 159 | 159 | 171.72 | 168.54 | EA | SEN100 | JAA8009
SWTA104 | 0 | 0 | LK | PRESURE SWITCH 836 0-150# XP |  |  |  | ALB 836-C7E | ALLEN BRADLEY PRESSURE SWITCH | P | 1241.46 | 1489.75 | 1241.46 | 1241.46 | 1340.78 | 1340.78 | EA | SWTA104 | JAA8306
SOK505 | 0 | 3.7732 | LK | RELAY BASE 8 BLADE |  |  |  | ALB 700-HN116 | RELAY SOCKETS | P | 6.5 | 7.79 | 6.5 | 6.5 | 15.55 | 14.4 | EA | SOK505 | ALLEN BRADLEY 700-HN116
SOK505 | 0 | 3.7732 | LK | RELAY BASE 8 BLADE |  |  |  | ALB 700-HN116 | RELAY SOCKETS | P | 6.5 | 7.79 | 6.5 | 6.5 | 15.55 | 14.4 | EA | SOK505 | JAB7020
SOK505 | 0 | 3.7732 | LK | RELAY BASE 8 BLADE |  |  |  | ALB 700-HN116 | RELAY SOCKETS | P | 6.5 | 7.79 | 6.5 | 6.5 | 15.55 | 14.4 | EA | SOK505 | SQUARE D RPZF2
CLC318 | 1.71 | 3.6631 | LK | 3/4" BEAM CLAMP |  |  |  | BE-9-12 (100/box) | CONDUIT CLAMPS | P | 7.83 | 9.39 | 6.81 | 6.47 | 6.99 | 13.63 | EA | CLC318 | BAA0215
CLC318 | 1.71 | 3.6631 | LK | 3/4" BEAM CLAMP |  |  |  | BE-9-12 (100/box) | CONDUIT CLAMPS | P | 7.83 | 9.39 | 6.81 | 6.47 | 6.99 | 13.63 | EA | CLC318 | XLK245
CLC316 | 0 | 5.04 | LK | 3/8" BEAM CLAMP | APPLETON |  |  | EFCOR J200 | CONDUIT CLAMPS | P | 9.66 | 11.59 | 8.4 | 7.98 | 8.62 | 11.58 | EA | CLC316 | BAA0618
CLC316 | 0 | 5.04 | LK | 3/8" BEAM CLAMP | APPLETON |  |  | EFCOR J200 | CONDUIT CLAMPS | P | 9.66 | 11.59 | 8.4 | 7.98 | 8.62 | 11.58 | EA | CLC316 | XLK702
BUG462 | 0 | 10.03 | LK | 2 1/2" INSULATED GROUNDING | BUSHING |  |  | REG 8227 | BUSHINGS, INSULATED GROUNDING | P | 38.81 | 46.57 | 31.05 | 21.73 | 23.47 | 26.54 | EA | BUG462 | BAA0704
BUG462 | 0 | 10.03 | LK | 2 1/2" INSULATED GROUNDING | BUSHING |  |  | REG 8227 | BUSHINGS, INSULATED GROUNDING | P | 38.81 | 46.57 | 31.05 | 21.73 | 23.47 | 26.54 | EA | BUG462 | XHB036
COR847 | 0 | 0 | LK | 3" SPLIT CONDUIT COUPLINGS |  |  |  | STC SSP-300 | SPLIT CONDUIT COUPLINGS | P | 0 | 0 | 78.23 | 0 | 0 | 0 | EA | COR847 | BAA0820
STR504 | 0 | 0 | LK | 2" 2 HOLE PIPE STRAP EMT |  |  |  | THM TS906 | TWO HOLE, STEEL PIPE STRAPS (EMT) | P | 0.6199 | 0.74 | 0.6199 | 0.6199 | 0 | 0.81 | EA | STR504 | BAC0602
COE866 | 0 | 1.98 | LK | 2" EMT SET SCREW COUPLING |  |  |  | THM TK226SC | COUPLINGS, EMT (SET SCREW) | P | 10.4692 | 10.4692 | 10.4692 | 10.4692 | 7.65 | 7.65 | EA | COE866 | BAC0604
COE866 | 0 | 1.98 | LK | 2" EMT SET SCREW COUPLING |  |  |  | THM TK226SC | COUPLINGS, EMT (SET SCREW) | P | 10.4692 | 10.4692 | 10.4692 | 10.4692 | 7.65 | 7.65 | EA | COE866 | XLK307
PVC144 | 0 | 0.89 | LK | 3/4" PVC BOX ADAPTER |  |  |  | CAR E996E | PVC BOX ADAPTERS | P | 1.04 | 1.25 | 1.04 | 1.04 | 1.89 | 1.89 | EA | PVC144 | BAD0209
TERA118 | 0 | 0 | LK | END BARRIER 40A 600V |  |  |  | ALB 1492-EB10 | ALLEN BRADLEY TERMINALS | P | 1.41 | 1.69 | 1.41 | 1.41 | 1.52 | 1.52 | EA | TERA118 | EL348
TERA118 | 0 | 0 | LK | END BARRIER 40A 600V |  |  |  | ALB 1492-EB10 | ALLEN BRADLEY TERMINALS | P | 1.41 | 1.69 | 1.41 | 1.41 | 1.52 | 1.52 | EA | TERA118 | JAC1412
TERA122 | 0 | 0 | LK | END BARRIER |  |  |  | ALB 1492-EBJ3/N50 | ALLEN BRADLEY TERMINALS | P | 0.94 | 1.13 | 0.94 | 0.94 | 1.02 | 1.79 | EA | TERA122 | JAC1414
TERA132 | 0 | 0 | LK | JUMPER 20 WAY BLUE |  |  |  | ALB 700-TBJ20B | ALLEN BRADLEY TERMINALS | P | 4.11 | 4.11 | 4.11 | 4.11 | 4.44 | 4.44 | EA | TERA132 | JAC1433
PLCA112 | 0 | 0 | LK | POWER SUPPLY 24VDC |  |  |  | ALB 1746-P3 | ALLEN BRADLEY PROGRAMMABLE CONTROLS | P | 565.07 | 678.08 | 565.07 | 565.07 | 610.28 | 810.72 | EA | PLCA112 | JAD0553
PLCA118 | 0 | 0 | LK | MICROLOGIX 1100 CONTROLLER | 16 POINT |  |  | ALB 1763-L16*WA (SPEC VOLTAGE) | ALLEN BRADLEY PROGRAMMABLE CONTROLS | P | 925.51 | 1110.61 | 925.51 | 925.51 | 999.55 | 999.55 | EA | PLCA118 | 1763L16AWA
PLCA118 | 0 | 0 | LK | MICROLOGIX 1100 CONTROLLER | 16 POINT |  |  | ALB 1763-L16*WA (SPEC VOLTAGE) | ALLEN BRADLEY PROGRAMMABLE CONTROLS | P | 925.51 | 1110.61 | 925.51 | 925.51 | 999.55 | 999.55 | EA | PLCA118 | 1763L16BWA
PLCA118 | 0 | 0 | LK | MICROLOGIX 1100 CONTROLLER | 16 POINT |  |  | ALB 1763-L16*WA (SPEC VOLTAGE) | ALLEN BRADLEY PROGRAMMABLE CONTROLS | P | 925.51 | 1110.61 | 925.51 | 925.51 | 999.55 | 999.55 | EA | PLCA118 | ALLEN BRADLEY 1763-L16AWA
PLCA118 | 0 | 0 | LK | MICROLOGIX 1100 CONTROLLER | 16 POINT |  |  | ALB 1763-L16*WA (SPEC VOLTAGE) | ALLEN BRADLEY PROGRAMMABLE CONTROLS | P | 925.51 | 1110.61 | 925.51 | 925.51 | 999.55 | 999.55 | EA | PLCA118 | ALLEN BRADLEY 1763-L16BWA
PLCA118 | 0 | 0 | LK | MICROLOGIX 1100 CONTROLLER | 16 POINT |  |  | ALB 1763-L16*WA (SPEC VOLTAGE) | ALLEN BRADLEY PROGRAMMABLE CONTROLS | P | 925.51 | 1110.61 | 925.51 | 925.51 | 999.55 | 999.55 | EA | PLCA118 | JAD1100
PLCA118 | 0 | 0 | LK | MICROLOGIX 1100 CONTROLLER | 16 POINT |  |  | ALB 1763-L16*WA (SPEC VOLTAGE) | ALLEN BRADLEY PROGRAMMABLE CONTROLS | P | 925.51 | 1110.61 | 925.51 | 925.51 | 999.55 | 999.55 | EA | PLCA118 | JAD1101
PLCA136 | 0 | 0 | LK | ANALOG 4PT OUTPUT |  |  |  | ALB 1746-NO4I | ALLEN BRADLEY PROGRAMMABLE CONTROLS | P | 1632.56 | 1959.07 | 1632.56 | 1632.56 | 1763.16 | 2121.23 | EA | PLCA136 | JAD1523
PLCA138 | 0 | 0 | LK | CONTROLLOGIX 16 POINT |  |  |  | ALB 1756-OW16I | ALLEN BRADLEY PROGRAMMABLE CONTROLS | P | 792.15 | 950.58 | 792.15 | 792.15 | 855.52 | 855.52 | EA | PLCA138 | JAD1524
HETC208 | 0 | 0 | LK | HEATER CUTLER HAMMER | 0 |  |  | CRH SERIES | OVERLOAD HEATERS | P | 14.25 | 14.25 | 14.25 | 14.25 | 0 | 15.11 | EA | HETC208 | HE208
HETC208 | 0 | 0 | LK | HEATER CUTLER HAMMER | 0 |  |  | CRH SERIES | OVERLOAD HEATERS | P | 14.25 | 14.25 | 14.25 | 14.25 | 0 | 15.11 | EA | HETC208 | JAK0000
SCR590 | 0 | 0 | LK | SCREW 1/4-20 X 1-3/4 |  |  |  | MPI CM001542-P | (PANHEAD, SELF-DRILLING, OR SELF-TAPPING) | P | 1.42 | 1.7 | 1.42 | 1.42 | 1.53 | 1.54 | EA | SCR590 | JAP0010
PLCD600 | 0 | 0 | LK | SETPOINT/DISPLAY |  |  |  | AUTO D OP-414 | AUTOMATION DIRECT PROGRAMMABLE CONTROLS | P | 202.89 | 243.47 | 202.89 | 202.89 | 219.12 | 219.12 | EA | PLCD600 | JAR0000
TRA202 | 0 | 0 | LK | PRESSURE TRANSDUCER 37 15PSI | EXPLOSION PROOF |  |  | NO SHOK 621-15-1-1-8-37 | TRANSMITTERS | P | 701.3 | 841.55 | 701.3 | 701.3 | 757.4 | 757.4 | EA | TRA202 | JAS0315
TRA204 | 0 | 0 | LK | PRESSURE TRANSDUCER 37 100PSI | EXPLOSION PROOF |  |  | NO SHOK 621-100-1-1-8-37 | TRANSMITTERS | P | 695.03 | 834.03 | 695.03 | 695.03 | 750.63 | 750.63 | EA | TRA204 | JAS0316
TRA206 | 368.29 | 366.0708 | LK | PRESSURE TRANSDUCER 37 500PSI | EXPLOSION PROOF |  |  | NO SHOK 621-500-1-1-8-37 | TRANSMITTERS | P | 754.32 | 754.32 | 754.32 | 754.32 | 754.32 | 839.81 | EA | TRA206 | JAS0317
XHB056 | 27.43 | 9.325 | LK | SQD MINIATURE CIRCUIT QOU120 | [5 empty] | P | 0 | 0 | 0 | 0 | 12 | 0 | EA | ? | ?
1SAEK | 0 | 47 | LK | APPRENTICE ELECTRICIAN | [5 empty] | P | 70 | 77 | 70 | 70 | 70 | 70 | HR | ? | ?
1OAEK | 0 | 70.5 | LK | APPRENTICE ELECTRICIAN O.T. | [5 empty] | P | 105 | 115.5 | 105 | 105 | 105 | 105 | HR | ? | ?
KS100 | 0 | 0 | LK | HF368R SFTY SW 3PST 600V 1200A | HD FS N3R |  |  |  |  | P | 5172.2 | 5172.2 | 5172.2 | 0 | 0 | 7852.34 | EA | ? | ?
KS101 | 0 | 0 | LK | LTF KLPC900 FUSE 900A 600V | [5 empty] | P | 971.12 | 971.12 | 971.12 | 0 | 0 | 1410.23 | EA | ? | ?
KS102 | 0 | 0 | LK | LRU2621R FUSE RDCR 200-100A | 250/600V |  |  |  |  | P | 74.49 | 0 | 0 | 0 | 0 | 78.96 | EA | ? | ?
KS103 | 0 | 0 | LK | ALB 20F1AND248AN0NNNNN | POWERFLEX |  |  |  |  | P | 14448.56 | 0 | 0 | 0 | 0 | 21935.53 | EA | ? | ?
KLAD0001 | 0 | 0 | LK | PSB12-100 POWER SUPPLY 12VDC | 100W DINRAIL METAL CASE |  |  |  |  | P | 84 | 84 | 84 | 0 | 0 | 89.04 | EA | ? | ?
XAN112 | 0.98 | 0.98 | LK | 1/4 X CLOSE SS NIPPLE | [5 empty] | P | 5.024 | 5.024 | 5.024 | 0 | 0 | 5.02 | EA | ? | ?
BOL148 | 0 | 0.79 | LK | 3/8" X 3 1/2" COURSE THREAD | [5 empty] | P | 1.25 | 1.5 | 1.25 | 1.25 | 0 | 2.35 | EA | BOL148 | XM053
LUT412 | 0 | 0 | LK | QGFL39B1 BARTAP LUG |  |  |  |  | TRANSFORMER BUSHING BARTAP | P | 58.86 | 70.63 | 46.55 | 41.9 | 0 | 62.39 | EA | LUT412 | LU412
LUT412 | 0 | 0 | LK | QGFL39B1 BARTAP LUG |  |  |  |  | TRANSFORMER BUSHING BARTAP | P | 58.86 | 70.63 | 46.55 | 41.9 | 0 | 62.39 | EA | LUT412 | XM058
OIL204 | 0 | 17.47 | LK | ANTISEIZE/NEVERSEEZ |  |  |  | NATIONAL 68738 | OILS, LUBRICANTS | P | 33.04 | 39.65 | 33.04 | 33.04 | 48.6 | 48.6 | EA | OIL204 | QAD0016
BAL220 | 105.83 | 85.345 | LK | 1000W METAL HALIDE BALLAST |  |  |  | OSRAM M1000/SUPER5KIT |  | P | 235 | 288.5 | 211.5 | 211.5 | 205.74 | 235 | EA | BAL220 | ADVANCE71A6552-001
BAL220 | 105.83 | 85.345 | LK | 1000W METAL HALIDE BALLAST |  |  |  | OSRAM M1000/SUPER5KIT |  | P | 235 | 288.5 | 211.5 | 211.5 | 205.74 | 235 | EA | BAL220 | OSRAM M1000/SUPER5KIT
BAL220 | 105.83 | 85.345 | LK | 1000W METAL HALIDE BALLAST |  |  |  | OSRAM M1000/SUPER5KIT |  | P | 235 | 288.5 | 211.5 | 211.5 | 205.74 | 235 | EA | BAL220 | SYLVANIA M1000/SUPER5KIT
BAL220 | 105.83 | 85.345 | LK | 1000W METAL HALIDE BALLAST |  |  |  | OSRAM M1000/SUPER5KIT |  | P | 235 | 288.5 | 211.5 | 211.5 | 205.74 | 235 | EA | BAL220 | UNIVERSAL M1000ML5AC5M-500K
BAL220 | 105.83 | 85.345 | LK | 1000W METAL HALIDE BALLAST |  |  |  | OSRAM M1000/SUPER5KIT |  | P | 235 | 288.5 | 211.5 | 211.5 | 205.74 | 235 | EA | BAL220 | VENTURE V90A16514K
BAL220 | 105.83 | 85.345 | LK | 1000W METAL HALIDE BALLAST |  |  |  | OSRAM M1000/SUPER5KIT |  | P | 235 | 288.5 | 211.5 | 211.5 | 205.74 | 235 | EA | BAL220 | XM063
PLCN140 | 1495 | 1495 | LK | 964-015420-100 H2S HEADS | TP-424C MOS H2S SENSOR |  |  |  |  | P | 698.87 | 698.87 | 698.87 | 0 | 2910.6 | 2910.6 | EA | PLCN140 | XKJAH0004
PLCN138 | 0 | 2360 | LK | 3L-499BEN TA-500 MOTHER BOARD | [5 empty] | P | 2446.4 | 0 | 0 | 0 | 2430 | 3714.08 | EA | PLCN138 | XKJAH0001
CRSU204 | 0 | 29.3958 | LK | 1/2" UNL105 FEM/MALE 90D |  |  |  | CRH UNL105 | CROUSE HINDS UNY UNIONS | P | 55.88 | 67.06 | 55.88 | 55.88 | 51.36 | 60.7 | EA | CRSU204 | BAR0107
CRSU204 | 0 | 29.3958 | LK | 1/2" UNL105 FEM/MALE 90D |  |  |  | CRH UNL105 | CROUSE HINDS UNY UNIONS | P | 55.88 | 67.06 | 55.88 | 55.88 | 51.36 | 60.7 | EA | CRSU204 | XLK1012
XHB066 | 2.7589 | 2.76 | LK | 3" PVC END BELL | 104626 |  |  |  |  | L | 0 | 0 | 0 | 0 | 5.97 | 0 | EA | ? | ?
XHE019 | 0 | 111.11 | LK | 30 X 30 X 8 METAL ENCLOSURE | [5 empty] | P | 0 | 0 | 0 | 0 | 216 | 0 | EA | ? | ?
PIP602 | 0 | 6.8604 | LK | 1/2" X 6" H.P.BLACK | PIPE NIPPLE |  |  |  | PIPE FITTINGS (HIGH PRESSURE) | P | 1.45 | 1.74 | 1.45 | 1.23 | 10.94 | 10.94 | EA | PIP602 | XAN114
PIP602 | 0 | 6.8604 | LK | 1/2" X 6" H.P.BLACK | PIPE NIPPLE |  |  |  | PIPE FITTINGS (HIGH PRESSURE) | P | 1.45 | 1.74 | 1.45 | 1.23 | 10.94 | 10.94 | EA | PIP602 | XEN030
BOL396 | 0 | 0 | LK | 1" U-BOLT |  |  |  |  | U - BOLTS | P | 2.62 | 3.14 | 2.28 | 1.8 | 2.28 | 2.62 | EA | BOL396 | XAB256
FUL158 | 0 | 0 | LK | 300A 600V LOW PEAK FUSETRON | CLASS RK1 TIME DELAY |  |  | LTF LLSRK300ID or equal | LOW PEAK FUSES 600 VOLT | P | 400.84 | 481 | 334.03 | 300.63 | 360.75 | 424.89 | EA | FUL158 | BUSS LPSRK300SP
FUL158 | 0 | 0 | LK | 300A 600V LOW PEAK FUSETRON | CLASS RK1 TIME DELAY |  |  | LTF LLSRK300ID or equal | LOW PEAK FUSES 600 VOLT | P | 400.84 | 481 | 334.03 | 300.63 | 360.75 | 424.89 | EA | FUL158 | BUSSMAN LPS-RK-300SP
FUL158 | 0 | 0 | LK | 300A 600V LOW PEAK FUSETRON | CLASS RK1 TIME DELAY |  |  | LTF LLSRK300ID or equal | LOW PEAK FUSES 600 VOLT | P | 400.84 | 481 | 334.03 | 300.63 | 360.75 | 424.89 | EA | FUL158 | LITTELFUSE LLSRK300
FUL158 | 0 | 0 | LK | 300A 600V LOW PEAK FUSETRON | CLASS RK1 TIME DELAY |  |  | LTF LLSRK300ID or equal | LOW PEAK FUSES 600 VOLT | P | 400.84 | 481 | 334.03 | 300.63 | 360.75 | 424.89 | EA | FUL158 | LITTELFUSE LLSRK300ID
FUL158 | 0 | 0 | LK | 300A 600V LOW PEAK FUSETRON | CLASS RK1 TIME DELAY |  |  | LTF LLSRK300ID or equal | LOW PEAK FUSES 600 VOLT | P | 400.84 | 481 | 334.03 | 300.63 | 360.75 | 424.89 | EA | FUL158 | MERSEN FERRAZ SHAWMUT A6D300
FUL158 | 0 | 0 | LK | 300A 600V LOW PEAK FUSETRON | CLASS RK1 TIME DELAY |  |  | LTF LLSRK300ID or equal | LOW PEAK FUSES 600 VOLT | P | 400.84 | 481 | 334.03 | 300.63 | 360.75 | 424.89 | EA | FUL158 | XAF061
TERA120 | 0 | 0 | LK | END BARRIER 15A 300V |  |  |  | ALB 1492-N37 (50/box) | ALLEN BRADLEY TERMINALS | P | 1.76 | 2.11 | 1.76 | 1.76 | 1.9 | 2.19 | EA | TERA120 | JAC1413
TERA134 | 0 | 0 | LK | JUMPER BAR 4 POLE W/SCREWS |  |  |  | AUTO DN-4JM10 | ALLEN BRADLEY TERMINALS | P | 1.79 | 0 | 0 | 0 | 0 | 1.86 | EA | TERA134 | JAC1434
STI417 | 0 | 0 | LK | RING LUG RED #8 |  |  |  | THM TV18-8R-XV | STAKONS RING TERMINAL (INSULATED) | P | 0.22 | 0.27 | 0.22 | 0.2 | 0.25 | 0 | EA | STI417 | FAB0009
FLX203 | 139.09 | 139.09 | LK | EXP/PRF FLEX CPLR SS 1/2X18 |  |  |  | ECGJH118-S516 |  | P | 210.86 | 253.03 | 210.86 | 210.86 | 270.54 | 329.16 | EA | FLX203 | BAR1119
FLX207 | 0 | 0 | LK | EXP/PRF FLEX CPLR SS 3/4 X 18 |  |  |  | ECGJH218-S516 | EXPLOSION PROOF FLEX | P | 407.66 | 489.19 | 407.66 | 0 | 440.27 | 440.27 | EA | FLX207 | APP EXGJH218
FLX207 | 0 | 0 | LK | EXP/PRF FLEX CPLR SS 3/4 X 18 |  |  |  | ECGJH218-S516 | EXPLOSION PROOF FLEX | P | 407.66 | 489.19 | 407.66 | 0 | 440.27 | 440.27 | EA | FLX207 | BAR2219
FLX207 | 0 | 0 | LK | EXP/PRF FLEX CPLR SS 3/4 X 18 |  |  |  | ECGJH218-S516 | EXPLOSION PROOF FLEX | P | 407.66 | 489.19 | 407.66 | 0 | 440.27 | 440.27 | EA | FLX207 | CRS H ECGJH218S516
PLCN142 | 1050 | 1050 | LK | 964-015420-100 H2S SENSOR | TP-424C SOLID STATE MOS |  |  |  |  | P | 692.3 | 0 | 0 | 0 | 2041.2 | 2041.2 | EA | PLCN142 | XKJAH0007
PLA240 | 0 | 1.28 | LK | RECEPT WALLPLATE DPLX 1G STEEL |  |  |  | LEV 84003 | PLATES FOR SWITCHES AND RECP. | P | 0 | 0 | 0 | 0 | 2.65 | 2.65 | EA | PLA240 | GAE1240
XEAA4006 | 0 | 70.28 | LK | ENCLOSURE 10X8 |  |  |  | HOF A1008CHNF |  | P | 0 | 0 | 111.68 | 0 | 136.62 | 166.62 | EA | XEAA4006 | EAA4006
TAH391 | 0 | 200.3109 | LK | END SEAL KIT W/LIGHT 100/120V |  |  |  | CHE E-100-L1-A | SELF-LIMITING HEAT TAPE | P | 280 | 336 | 280 | 252 | 336 | 336 | EA | TAH391 | NAF0008
TAH391 | 0 | 200.3109 | LK | END SEAL KIT W/LIGHT 100/120V |  |  |  | CHE E-100-L1-A | SELF-LIMITING HEAT TAPE | P | 280 | 336 | 280 | 252 | 336 | 336 | EA | TAH391 | TA391
XHY118 | 58.1533 | 58.1525 | LK | QOB230 CIRCUIT BREAKER | 2P 240V 30A BLTON |  |  |  |  | L | 0 | 0 | 0 | 0 | 0 | 0 | EA | ? | ?
TAH390 | 18.54 | 4.49 | LK | END SEAL KIT |  |  |  | CHE E-150 | SELF-LIMITING HEAT TAPE | P | 31.16 | 37.93 | 31.16 | 28.04 | 31.16 | 52.4 | EA | TAH390 | NAF0006
TAH390 | 18.54 | 4.49 | LK | END SEAL KIT |  |  |  | CHE E-150 | SELF-LIMITING HEAT TAPE | P | 31.16 | 37.93 | 31.16 | 28.04 | 31.16 | 52.4 | EA | TAH390 | TA390
XFAB2320B | 0 | 4.86 | LK | POWER DISTRIBUTION BLOCK COVER |  |  |  | BUR BDBCOVER1 |  | P | 0 | 0 | 8.48 | 0 | 0 | 0 | EA | XFAB2320B | FAB2320B
STI420 | 0 | 0 | LK | RING LUG YELLOW 5/16 |  |  |  | THM RC10-516 12-10 INS 50/BOX | STAKONS RING TERMINAL (INSULATED) | P | 1.42 | 1.7 | 1.42 | 1.42 | 1.53 | 1.53 | EA | STI420 | FAB0013
ELE378 | 0 | 4.655 | LK | 1 1/2" 90 DEGREE EMT ELBOW |  |  |  | PIC 1-1/2 90DEG EMT ELBOW | EMT 90 DEGREE ELLS | P | 6.08 | 7.29 | 6.08 | 6.08 | 6.57 | 8.75 | EA | ELE378 | BAC0510
PLG298 | 0 | 1.38 | LK | 1/4" CONDUIT PLUG |  |  |  | CRH PLG28 | CONDUIT PLUGS | P | 2.38 | 2.86 | 2.07 | 2.07 | 2.24 | 2.52 | EA | PLG298 | BAK0001
PLG298 | 0 | 1.38 | LK | 1/4" CONDUIT PLUG |  |  |  | CRH PLG28 | CONDUIT PLUGS | P | 2.38 | 2.86 | 2.07 | 2.07 | 2.24 | 2.52 | EA | PLG298 | xap090
PLG298 | 0 | 1.38 | LK | 1/4" CONDUIT PLUG |  |  |  | CRH PLG28 | CONDUIT PLUGS | P | 2.38 | 2.86 | 2.07 | 2.07 | 2.24 | 2.52 | EA | PLG298 | XEP089
PLG298 | 0 | 1.38 | LK | 1/4" CONDUIT PLUG |  |  |  | CRH PLG28 | CONDUIT PLUGS | P | 2.38 | 2.86 | 2.07 | 2.07 | 2.24 | 2.52 | EA | PLG298 | XLK1178
COR488 | 0 | 3.807 | LK | 1 1/2" RIGID CONDUIT |  |  |  | GRC 1-1/2IN-GALV-STEEL CONDUIT | RIGID CONDUIT (GALVANIZED) | P | 7.77 | 9.32 | 7.77 | 7 | 9.07 | 9.07 | FT | COR488 | BAA0500
COR488 | 0 | 3.807 | LK | 1 1/2" RIGID CONDUIT |  |  |  | GRC 1-1/2IN-GALV-STEEL CONDUIT | RIGID CONDUIT (GALVANIZED) | P | 7.77 | 9.32 | 7.77 | 7 | 9.07 | 9.07 | FT | COR488 | CO488
SWTS590 | 0 | 0 | LK | 600A 480V FUSIBLE SAFETY SWTCH | TYPE 12 INDUSTRIAL OUTDOOR |  |  | SIEMANS/ITE HF366NR | SIEMENS SAFETY SWITCH, HEAVY DUTY 600V FUSIBLE | P | 4792 | 5750.4 | 4792 | 4792 | 5175.36 | 5175.36 | EA | SWTS590 | FURNAS
SWTS590 | 0 | 0 | LK | 600A 480V FUSIBLE SAFETY SWTCH | TYPE 12 INDUSTRIAL OUTDOOR |  |  | SIEMANS/ITE HF366NR | SIEMENS SAFETY SWITCH, HEAVY DUTY 600V FUSIBLE | P | 4792 | 5750.4 | 4792 | 4792 | 5175.36 | 5175.36 | EA | SWTS590 | FUSIBLE DISCONNECT SWITCH
SWTS590 | 0 | 0 | LK | 600A 480V FUSIBLE SAFETY SWTCH | TYPE 12 INDUSTRIAL OUTDOOR |  |  | SIEMANS/ITE HF366NR | SIEMENS SAFETY SWITCH, HEAVY DUTY 600V FUSIBLE | P | 4792 | 5750.4 | 4792 | 4792 | 5175.36 | 5175.36 | EA | SWTS590 | IAF1600
SWTS590 | 0 | 0 | LK | 600A 480V FUSIBLE SAFETY SWTCH | TYPE 12 INDUSTRIAL OUTDOOR |  |  | SIEMANS/ITE HF366NR | SIEMENS SAFETY SWITCH, HEAVY DUTY 600V FUSIBLE | P | 4792 | 5750.4 | 4792 | 4792 | 5175.36 | 5175.36 | EA | SWTS590 | SAFETY SWITCH
SWTS590 | 0 | 0 | LK | 600A 480V FUSIBLE SAFETY SWTCH | TYPE 12 INDUSTRIAL OUTDOOR |  |  | SIEMANS/ITE HF366NR | SIEMENS SAFETY SWITCH, HEAVY DUTY 600V FUSIBLE | P | 4792 | 5750.4 | 4792 | 4792 | 5175.36 | 5175.36 | EA | SWTS590 | SIEMANS/ITE HF366J
SWTS580 | 0 | 0 | LK | 30A 600V FUSIBLE SAFETY SWITCH | TYPE 12 INDUSTRIAL OUTDOOR |  |  | SIEMANS/ITE HF361NR | SIEMENS SAFETY SWITCH, HEAVY DUTY 600V FUSIBLE | P | 463.63 | 556.36 | 463.63 | 463.63 | 500.72 | 500.72 | EA | SWTS580 | 3P 3FUSE
SWTS580 | 0 | 0 | LK | 30A 600V FUSIBLE SAFETY SWITCH | TYPE 12 INDUSTRIAL OUTDOOR |  |  | SIEMANS/ITE HF361NR | SIEMENS SAFETY SWITCH, HEAVY DUTY 600V FUSIBLE | P | 463.63 | 556.36 | 463.63 | 463.63 | 500.72 | 500.72 | EA | SWTS580 | FURNAS
SWTS580 | 0 | 0 | LK | 30A 600V FUSIBLE SAFETY SWITCH | TYPE 12 INDUSTRIAL OUTDOOR |  |  | SIEMANS/ITE HF361NR | SIEMENS SAFETY SWITCH, HEAVY DUTY 600V FUSIBLE | P | 463.63 | 556.36 | 463.63 | 463.63 | 500.72 | 500.72 | EA | SWTS580 | FUSIBLE DISCONNECT SWITCH
SWTS580 | 0 | 0 | LK | 30A 600V FUSIBLE SAFETY SWITCH | TYPE 12 INDUSTRIAL OUTDOOR |  |  | SIEMANS/ITE HF361NR | SIEMENS SAFETY SWITCH, HEAVY DUTY 600V FUSIBLE | P | 463.63 | 556.36 | 463.63 | 463.63 | 500.72 | 500.72 | EA | SWTS580 | HEAVY DUTY
SWTS580 | 0 | 0 | LK | 30A 600V FUSIBLE SAFETY SWITCH | TYPE 12 INDUSTRIAL OUTDOOR |  |  | SIEMANS/ITE HF361NR | SIEMENS SAFETY SWITCH, HEAVY DUTY 600V FUSIBLE | P | 463.63 | 556.36 | 463.63 | 463.63 | 500.72 | 500.72 | EA | SWTS580 | IAF1030
SWTS580 | 0 | 0 | LK | 30A 600V FUSIBLE SAFETY SWITCH | TYPE 12 INDUSTRIAL OUTDOOR |  |  | SIEMANS/ITE HF361NR | SIEMENS SAFETY SWITCH, HEAVY DUTY 600V FUSIBLE | P | 463.63 | 556.36 | 463.63 | 463.63 | 500.72 | 500.72 | EA | SWTS580 | SIEMANS/ITE HF361J
ENF400 | 0 | 0 | LK | 24" X 24" FIBERGLASS ENCLOSURE |  |  |  | AUTO HW N4X242410CH |  | P | 1615.2 | 1938.24 | 1346 | 1211.4 | 0 | 1712.11 | EA | ENF400 | EAD0000
ENF400 | 0 | 0 | LK | 24" X 24" FIBERGLASS ENCLOSURE |  |  |  | AUTO HW N4X242410CH |  | P | 1615.2 | 1938.24 | 1346 | 1211.4 | 0 | 1712.11 | EA | ENF400 | EN470
SWTS586 | 0 | 553.0156 | LK | 200A 600V FUSIBLE SAFETY SWTCH | TYPE 12 INDUSTRIAL OUTDOOR |  |  | SIEMANS/ITE HF364NR | SIEMENS SAFETY SWITCH, HEAVY DUTY 600V FUSIBLE | P | 1047.97 | 1257.57 | 1047.97 | 1047.97 | 1131.81 | 1131.81 | EA | SWTS586 | 3P 3FUSE
SWTS586 | 0 | 553.0156 | LK | 200A 600V FUSIBLE SAFETY SWTCH | TYPE 12 INDUSTRIAL OUTDOOR |  |  | SIEMANS/ITE HF364NR | SIEMENS SAFETY SWITCH, HEAVY DUTY 600V FUSIBLE | P | 1047.97 | 1257.57 | 1047.97 | 1047.97 | 1131.81 | 1131.81 | EA | SWTS586 | FURNAS
SWTS586 | 0 | 553.0156 | LK | 200A 600V FUSIBLE SAFETY SWTCH | TYPE 12 INDUSTRIAL OUTDOOR |  |  | SIEMANS/ITE HF364NR | SIEMENS SAFETY SWITCH, HEAVY DUTY 600V FUSIBLE | P | 1047.97 | 1257.57 | 1047.97 | 1047.97 | 1131.81 | 1131.81 | EA | SWTS586 | FUSIBLE DISCONNECT SWITCH
SWTS586 | 0 | 553.0156 | LK | 200A 600V FUSIBLE SAFETY SWTCH | TYPE 12 INDUSTRIAL OUTDOOR |  |  | SIEMANS/ITE HF364NR | SIEMENS SAFETY SWITCH, HEAVY DUTY 600V FUSIBLE | P | 1047.97 | 1257.57 | 1047.97 | 1047.97 | 1131.81 | 1131.81 | EA | SWTS586 | HEAVY DUTY
SWTS586 | 0 | 553.0156 | LK | 200A 600V FUSIBLE SAFETY SWTCH | TYPE 12 INDUSTRIAL OUTDOOR |  |  | SIEMANS/ITE HF364NR | SIEMENS SAFETY SWITCH, HEAVY DUTY 600V FUSIBLE | P | 1047.97 | 1257.57 | 1047.97 | 1047.97 | 1131.81 | 1131.81 | EA | SWTS586 | IAF1200
SWTS586 | 0 | 553.0156 | LK | 200A 600V FUSIBLE SAFETY SWTCH | TYPE 12 INDUSTRIAL OUTDOOR |  |  | SIEMANS/ITE HF364NR | SIEMENS SAFETY SWITCH, HEAVY DUTY 600V FUSIBLE | P | 1047.97 | 1257.57 | 1047.97 | 1047.97 | 1131.81 | 1131.81 | EA | SWTS586 | SAFETY SWITCH
SWTS586 | 0 | 553.0156 | LK | 200A 600V FUSIBLE SAFETY SWTCH | TYPE 12 INDUSTRIAL OUTDOOR |  |  | SIEMANS/ITE HF364NR | SIEMENS SAFETY SWITCH, HEAVY DUTY 600V FUSIBLE | P | 1047.97 | 1257.57 | 1047.97 | 1047.97 | 1131.81 | 1131.81 | EA | SWTS586 | SIEMANS/ITE HF364J
COF428 | 0 | 3.556 | LK | 2" SEALTITE FLEX CONDUIT UL | WITH GRD WIRE |  |  | FLX 2IN-UA/UL/LA LIQ-TITE FLX | SEALTITE FLEX CONDUIT WITH GRD WIRE (UA) | P | 15.59 | 18.71 | 12.47 | 9.98 | 10.78 | 16.53 | FT | COF428 | BAI0600
TYR398 | 0 | 0 | LK | TYRAPS 7 WHITE |  |  |  | THM TY525M (100/bag) | TY-RAP (CABLE-TIES) | P | 0.28 | 0.34 | 0.22 | 0.22 | 0.24 | 0.3 | EA | TYR398 | FAG0007
TYR402 | 0 | 0 | LK | TYRAP 11 WHITE |  |  |  | THM TY526M (100/bag) | TY-RAP (CABLE-TIES) | P | 0.84 | 1.01 | 0.68 | 0.61 | 0.66 | 0.89 | EA | TYR402 | FAG0011
TYR402 | 0 | 0 | LK | TYRAP 11 WHITE |  |  |  | THM TY526M (100/bag) | TY-RAP (CABLE-TIES) | P | 0.84 | 1.01 | 0.68 | 0.61 | 0.66 | 0.89 | EA | TYR402 | TY402
TYR403 | 0 | 0 | LK | TYRAPS 4 BLACK |  |  | THM TY523M | THM TY523MX (100/bag) | TY-RAP (CABLE-TIES) | P | 0.74 | 0.89 | 0.59 | 0.53 | 0.57 | 0.78 | EA | TYR403 | FAG0004
TYR403 | 0 | 0 | LK | TYRAPS 4 BLACK |  |  | THM TY523M | THM TY523MX (100/bag) | TY-RAP (CABLE-TIES) | P | 0.74 | 0.89 | 0.59 | 0.53 | 0.57 | 0.78 | EA | TYR403 | FAG1004
TYR396 | 0 | 0 | LK | TYRAPS 6 BLACK |  |  |  | THM TY524MX (100/bag) | TY-RAP (CABLE-TIES) | P | 0.27 | 0.32 | 0.24 | 0.24 | 0.26 | 0.29 | EA | TYR396 | 5.5 INCH
TYR396 | 0 | 0 | LK | TYRAPS 6 BLACK |  |  |  | THM TY524MX (100/bag) | TY-RAP (CABLE-TIES) | P | 0.27 | 0.32 | 0.24 | 0.24 | 0.26 | 0.29 | EA | TYR396 | FAG1006
TYR394 | 0 | 0 | LK | TYRAPS 11 BLACK |  |  |  | THM TY526MX (100/bag) | TY-RAP (CABLE-TIES) | P | 0.5 | 0.6 | 0.4 | 0.4 | 0.65 | 0.65 | EA | TYR394 | FAG1011
TYR394 | 0 | 0 | LK | TYRAPS 11 BLACK |  |  |  | THM TY526MX (100/bag) | TY-RAP (CABLE-TIES) | P | 0.5 | 0.6 | 0.4 | 0.4 | 0.65 | 0.65 | EA | TYR394 | TY526MX
TYR392 | 0 | 0 | LK | TYRAPS 13 BLACK |  |  |  | THM TY527MX (50/bag) | TY-RAP (CABLE-TIES) | P | 1.57 | 1.88 | 1.57 | 1.41 | 1.19 | 1.19 | EA | TYR392 | FAG1013
TYR392 | 0 | 0 | LK | TYRAPS 13 BLACK |  |  |  | THM TY527MX (50/bag) | TY-RAP (CABLE-TIES) | P | 1.57 | 1.88 | 1.57 | 1.41 | 1.19 | 1.19 | EA | TYR392 | TY527MX
TYR390 | 0 | 0 | LK | TYRAPS 8 BLACK |  |  | THM TY525MX | THM TY5272MX | TY-RAP (CABLE-TIES) | P | 1.2 | 1.44 | 1.2 | 1.2 | 1.3 | 1.3 | EA | TYR390 | FAG1008
TYR390 | 0 | 0 | LK | TYRAPS 8 BLACK |  |  | THM TY525MX | THM TY5272MX | TY-RAP (CABLE-TIES) | P | 1.2 | 1.44 | 1.2 | 1.2 | 1.3 | 1.3 | EA | TYR390 | FAG1018
STI222 | 0 | 0.171 | LK | #10-12 YELLOW FORK FOR #8 | SCREW |  |  | THM 10RC-8F 12-10 (50/box) | STAKON FORKS (INSULATED) | P | 1.42 | 1.7 | 1.42 | 1.42 | 1.53 | 1.54 | EA | STI222 | FAB0002
STI229 | 0 | 0 | LK | #18-22 RED FORK TERMINAL #10 | SCREW |  |  | THM 18RA-10F 22-18 (100/box) | STAKON FORKS (INSULATED) | P | 0.63 | 0.76 | 0.63 | 0.63 | 0.68 | 0.77 | EA | STI229 | FAB0004
FUM587 | 0 | 0 | LK | FUSE 4A 250/600V |  |  |  | LTF BLS004 (10/box) | FUSES (MISC.) (MIDGET FUSES) | P | 13.83 | 16.6 | 13.83 | 13.83 | 14.94 | 14.66 | EA | FUM587 | HAL6004
BRKQ450 | 0 | 87.6162 | LK | 20A 1P EQUIPMENT GROUND FAULT | CIRCUIT BREAKER |  |  | SQ D QO120EPD | SQUARE D BOLT ON BREAKERS | P | 410 | 492 | 410 | 205 | 253.8 | 253.8 | EA | BRKQ450 | SQUARE D QO120EPD
BRKQ450 | 0 | 87.6162 | LK | 20A 1P EQUIPMENT GROUND FAULT | CIRCUIT BREAKER |  |  | SQ D QO120EPD | SQUARE D BOLT ON BREAKERS | P | 410 | 492 | 410 | 205 | 253.8 | 253.8 | EA | BRKQ450 | XLK463
ATT200 | 0 | 0 | LK | UNIVERSAL GUY ATTACHMENT |  |  |  | GOATHEAD | ATTACHMENT, GUY | P | 11.7 | 12.21 | 11.7 | 7.37 | 11.7 | 10.42 | EA | ATT200 | AT200
ATT200 | 0 | 0 | LK | UNIVERSAL GUY ATTACHMENT |  |  |  | GOATHEAD | ATTACHMENT, GUY | P | 11.7 | 12.21 | 11.7 | 7.37 | 11.7 | 10.42 | EA | ATT200 | XMA001
HAR130 | 0 | 7929.35 | LK | HARMONIC FILTER 150HP |  |  |  | TCI HG150AW01XM-3R | HARMONIC FILTERS | P | 8592.32 | 10310.78 | 8592.32 | 8592.32 | 9279.71 | 12577.74 | EA | HAR130 | IAR0150
STI418 | 0 | 4.99 | LK | RING LUG YELLOW 1/4 | TERM 1/4"" 12-10AWG YELLOW |  |  | THM 10RC-14 12-10 (50/box) | STAKONS RING TERMINAL (INSULATED) | P | 1.25 | 1.5 | 1.25 | 1.25 | 7.33 | 7.89 | EA | STI418 | FAB0012
XHY022 | 29.265 | 29.265 | LK | 3IN FLEX STR MALLEABL CONN | BIR B1040 H.H.S. |  |  |  |  | P | 0 | 0 | 0 | 0 | 56.92 | 0 | EA | ? | ?
STI230 | 0 | 0 | LK | #18-22 RED FORK TERMINAL | #6 SCREW |  |  | THM RA18-6F 22-18 | STAKON FORKS (INSULATED) | P | 0 | 0 | 0 | 0 | 0 | 0 | EA | STI230 | FAB0005
PLCA124 | 0 | 0 | LK | MICROLOGIX 1400 PWR 120V |  |  |  | ALB 1766-L32AWA | ALLEN BRADLEY PROGRAMMABLE CONTROLS | P | 866.52 | 1039.82 | 866.52 | 866.52 | 935.84 | 1242.23 | EA | PLCA124 | JAD1402
HAR120 | 0 | 0 | LK | HARMONIC FILTER 50HP |  |  |  | TCI HG050AW01XM-3R | HARMONIC FILTERS | P | 3495.81 | 4194.97 | 3495.81 | 3495.81 | 3775.47 | 6375.7 | EA | HAR120 | IAR0050
HAR110 | 0 | 0 | LK | HARMONIC FILTER 15HP |  |  |  | TCI HG015AW01XM-3R | HARMONIC FILTERS | P | 1943.57 | 2332.28 | 1943.57 | 1943.57 | 2099.06 | 2822.4 | EA | HAR110 | IAR0015
XSB123 | 402.09 | 260.11 | LK | 200 AMP BREAKER | [5 empty] | L | 0 | 0 | 0 | 0 | 0 | 0 | EA | ? | ?
XSA114 | 834.9 | 834.9 | LK | ACTUATOR | [5 empty] | L | 0 | 0 | 0 | 0 | 1503 | 0 | EA | ? | ?
SWTS588 | 0 | 985.56 | LK | 400A 600V FUSIBLE SAFETY SWTCH | TYPE 12 INDUSTRIAL OUTDOOR |  |  | SIEMANS/ITE HF365NR | SIEMENS SAFETY SWITCH, HEAVY DUTY 600V FUSIBLE | P | 2191.14 | 2629.36 | 2191.14 | 2191.14 | 2366.43 | 2849.5 | EA | SWTS588 | 3P 3FUSE
SWTS588 | 0 | 985.56 | LK | 400A 600V FUSIBLE SAFETY SWTCH | TYPE 12 INDUSTRIAL OUTDOOR |  |  | SIEMANS/ITE HF365NR | SIEMENS SAFETY SWITCH, HEAVY DUTY 600V FUSIBLE | P | 2191.14 | 2629.36 | 2191.14 | 2191.14 | 2366.43 | 2849.5 | EA | SWTS588 | FURNAS
SWTS588 | 0 | 985.56 | LK | 400A 600V FUSIBLE SAFETY SWTCH | TYPE 12 INDUSTRIAL OUTDOOR |  |  | SIEMANS/ITE HF365NR | SIEMENS SAFETY SWITCH, HEAVY DUTY 600V FUSIBLE | P | 2191.14 | 2629.36 | 2191.14 | 2191.14 | 2366.43 | 2849.5 | EA | SWTS588 | FUSIBLE DISCONNECT SWITCH
SWTS588 | 0 | 985.56 | LK | 400A 600V FUSIBLE SAFETY SWTCH | TYPE 12 INDUSTRIAL OUTDOOR |  |  | SIEMANS/ITE HF365NR | SIEMENS SAFETY SWITCH, HEAVY DUTY 600V FUSIBLE | P | 2191.14 | 2629.36 | 2191.14 | 2191.14 | 2366.43 | 2849.5 | EA | SWTS588 | HEAVY DUTY
SWTS588 | 0 | 985.56 | LK | 400A 600V FUSIBLE SAFETY SWTCH | TYPE 12 INDUSTRIAL OUTDOOR |  |  | SIEMANS/ITE HF365NR | SIEMENS SAFETY SWITCH, HEAVY DUTY 600V FUSIBLE | P | 2191.14 | 2629.36 | 2191.14 | 2191.14 | 2366.43 | 2849.5 | EA | SWTS588 | IAF1400
SWTS588 | 0 | 985.56 | LK | 400A 600V FUSIBLE SAFETY SWTCH | TYPE 12 INDUSTRIAL OUTDOOR |  |  | SIEMANS/ITE HF365NR | SIEMENS SAFETY SWITCH, HEAVY DUTY 600V FUSIBLE | P | 2191.14 | 2629.36 | 2191.14 | 2191.14 | 2366.43 | 2849.5 | EA | SWTS588 | SAFETY SWITCH
SWTS588 | 0 | 985.56 | LK | 400A 600V FUSIBLE SAFETY SWTCH | TYPE 12 INDUSTRIAL OUTDOOR |  |  | SIEMANS/ITE HF365NR | SIEMENS SAFETY SWITCH, HEAVY DUTY 600V FUSIBLE | P | 2191.14 | 2629.36 | 2191.14 | 2191.14 | 2366.43 | 2849.5 | EA | SWTS588 | SIEMANS/ITE HF365J
CLS376 | 0 | 0 | LK | HOT LINE STIRRUP #8-2/0 | AL STIRRUP |  |  | AND AHLS022019E | STIRRUP CLAMPS | P | 22.61 | 27.13 | 19.66 | 19.66 | 21.23 | 22.61 | EA | CLS376 | RAF0002
CRSL130 | 110.41 | 113.73 | LK | 3" LB CONDULET | CRH LB87 3-IN LB CONDUIT BODY |  |  | CRH LB87 | LB CONDULETS | P | 272.88 | 327.46 | 272.88 | 272.88 | 294.71 | 294.71 | EA | CRSL130 | BAQ0800
CRSL130 | 110.41 | 113.73 | LK | 3" LB CONDULET | CRH LB87 3-IN LB CONDUIT BODY |  |  | CRH LB87 | LB CONDULETS | P | 272.88 | 327.46 | 272.88 | 272.88 | 294.71 | 294.71 | EA | CRSL130 | ZZ010
ANT114 | 0 | 200 | LK | ANTENNA OMNI DIRECTIONAL |  |  |  | TAB DB589Y | ANTENNAS | P | 1369.27 | 1643.12 | 1190.67 | 1071.6 | 388.8 | 1491.31 | EA | ANT114 | JAV0023
NIP660 | 0 | 7.5135 | LK | 3" X CLOSE NIPPLE | GALV CONDUIT |  |  |  | GALV CONDUIT NIPPLES | P | 12.77 | 15.32 | 12.77 | 12.77 | 15.82 | 15.82 | EA | NIP660 | BAK0812
NIP660 | 0 | 7.5135 | LK | 3" X CLOSE NIPPLE | GALV CONDUIT |  |  |  | GALV CONDUIT NIPPLES | P | 12.77 | 15.32 | 12.77 | 12.77 | 15.82 | 15.82 | EA | NIP660 | NI512
COT210 | 60.36 | 208.96 | LK | 2" EXP PRF TEK/CLX CONNECTOR |  |  |  | CRH TMCX6206 | TEK OR CLX CONNECTS (EXPLOSION PROOF) | P | 504.7 | 605.64 | 438.87 | 351.1 | 394.2 | 534.98 | EA | COT210 | BAY0601
COT210 | 60.36 | 208.96 | LK | 2" EXP PRF TEK/CLX CONNECTOR |  |  |  | CRH TMCX6206 | TEK OR CLX CONNECTS (EXPLOSION PROOF) | P | 504.7 | 605.64 | 438.87 | 351.1 | 394.2 | 534.98 | EA | COT210 | TMCX200A
COT210 | 60.36 | 208.96 | LK | 2" EXP PRF TEK/CLX CONNECTOR |  |  |  | CRH TMCX6206 | TEK OR CLX CONNECTS (EXPLOSION PROOF) | P | 504.7 | 605.64 | 438.87 | 351.1 | 394.2 | 534.98 | EA | COT210 | XLK1001
ELE380 | 0 | 7.245 | LK | 2" 90 DEGREE EMT ELBOW |  |  |  | PIC 2-IN 90DEG EMT ELBOW | EMT 90 DEGREE ELLS | P | 10.67 | 12.8 | 10.67 | 10.67 | 11.52 | 12.34 | EA | ELE380 | BAC0610
ELE380 | 0 | 7.245 | LK | 2" 90 DEGREE EMT ELBOW |  |  |  | PIC 2-IN 90DEG EMT ELBOW | EMT 90 DEGREE ELLS | P | 10.67 | 12.8 | 10.67 | 10.67 | 11.52 | 12.34 | EA | ELE380 | XHE007
ELE380 | 0 | 7.245 | LK | 2" 90 DEGREE EMT ELBOW |  |  |  | PIC 2-IN 90DEG EMT ELBOW | EMT 90 DEGREE ELLS | P | 10.67 | 12.8 | 10.67 | 10.67 | 11.52 | 12.34 | EA | ELE380 | XLK634
XJAH0051 | 0 | 129.04 | LK | SOLENOID VALVE 110V 3WAY |  |  |  | SKINNER 71315SN2ENJ1NOH111P3 |  | P | 0 | 0 | 381.12 | 0 | 395.28 | 0 | EA | XJAH0051 | JAH0051
HAR150 | 0 | 0 | LK | HARMONIC FILTER 350HP |  |  |  | TCI HG350AW01XM-3R | HARMONIC FILTERS | P | 18325.13 | 21990.16 | 18325.13 | 18325.13 | 19791.14 | 26563.57 | EA | HAR150 | IAR0350
BRA200 | 0 | 0 | LK | XARM BRACES 8' (PAIR) 26" |  |  |  | ALU AF626 | BRACES | P | 14.4 | 17.28 | 14.4 | 14.4 | 0 | 17.28 | PR | BRA200 | BR200
BRA200 | 0 | 0 | LK | XARM BRACES 8' (PAIR) 26" |  |  |  | ALU AF626 | BRACES | P | 14.4 | 17.28 | 14.4 | 14.4 | 0 | 17.28 | PR | BRA200 | RAB0002
FLO100 | 0 | 0 | LK | FLOAT SWITCH LONG INSERT | W/ 3-12"" HOLE |  |  | BROCK 303C-F2A-C-A1-B2-CRTT | FLOATS AND FLOAT SWITCH | P | 0 | 0 | 1645.9 | 0 | 1853.83 | 2500.52 | EA | FLO100 | JAS0001
FLO100 | 0 | 0 | LK | FLOAT SWITCH LONG INSERT | W/ 3-12"" HOLE |  |  | BROCK 303C-F2A-C-A1-B2-CRTT | FLOATS AND FLOAT SWITCH | P | 0 | 0 | 1645.9 | 0 | 1853.83 | 2500.52 | EA | FLO100 | XKJAS2013
BRKG200 | 0 | 0 | LK | 15A DP 240V GE BREAKER |  |  |  | GE TQL-AC | DP 240V GEN ELEC | P | 32.95 | 39.54 | 32.95 | 19.77 | 0 | 32.95 | EA | BRKG200 | BR240
BRKG200 | 0 | 0 | LK | 15A DP 240V GE BREAKER |  |  |  | GE TQL-AC | DP 240V GEN ELEC | P | 32.95 | 39.54 | 32.95 | 19.77 | 0 | 32.95 | EA | BRKG200 | IAO0215
BRKG202 | 0 | 9.305 | LK | 20A DP 240V GE BREAKER |  |  |  | GE 220 | DP 240V GEN ELEC | P | 32.95 | 39.54 | 32.95 | 19.77 | 0 | 32.95 | EA | BRKG202 | BR241
BRKG202 | 0 | 9.305 | LK | 20A DP 240V GE BREAKER |  |  |  | GE 220 | DP 240V GEN ELEC | P | 32.95 | 39.54 | 32.95 | 19.77 | 0 | 32.95 | EA | BRKG202 | IAO0220
BRKG204 | 0 | 0 | LK | 30A DP 240V GE BREAKER | CIRCUIT BRKR |  |  | THQL2130 | DP 240V GEN ELEC | P | 32.95 | 39.54 | 32.95 | 19.77 | 0 | 32.95 | EA | BRKG204 | BR243
BRKG204 | 0 | 0 | LK | 30A DP 240V GE BREAKER | CIRCUIT BRKR |  |  | THQL2130 | DP 240V GEN ELEC | P | 32.95 | 39.54 | 32.95 | 19.77 | 0 | 32.95 | EA | BRKG204 | IAO0230
BRKG206 | 0 | 10.33 | LK | 50A DP 240V GE BREAKER | CIRCUIT BRKR |  |  | THQL2150 | DP 240V GEN ELEC | P | 45.6 | 54.72 | 45.6 | 27.36 | 36.94 | 45.6 | EA | BRKG206 | BR247
BRKG206 | 0 | 10.33 | LK | 50A DP 240V GE BREAKER | CIRCUIT BRKR |  |  | THQL2150 | DP 240V GEN ELEC | P | 45.6 | 54.72 | 45.6 | 27.36 | 36.94 | 45.6 | EA | BRKG206 | IAO0250
BRKG206 | 0 | 10.33 | LK | 50A DP 240V GE BREAKER | CIRCUIT BRKR |  |  | THQL2150 | DP 240V GEN ELEC | P | 45.6 | 54.72 | 45.6 | 27.36 | 36.94 | 45.6 | EA | BRKG206 | XLK918
BAT108 | 106.87 | 272.18 | LK | UPS 700VA 120V |  |  |  | PWRE PW9130L700T | BATTERIES AND BATTERY BACK UP (UPS) | P | 260.76 | 312.91 | 719.33 | 299.87 | 213.84 | 1010.88 | EA | BAT108 | LAC0700
BAT108 | 106.87 | 272.18 | LK | UPS 700VA 120V |  |  |  | PWRE PW9130L700T | BATTERIES AND BATTERY BACK UP (UPS) | P | 260.76 | 312.91 | 719.33 | 299.87 | 213.84 | 1010.88 | EA | BAT108 | XLK167
CRSG350 | 0 | 66.82 | LK | 1 1/4" GUAX47 X CONDULET | CROUSE HINDS |  |  |  | X CONDULETS | P | 136.41 | 163.7 | 118.62 | 118.62 | 128.11 | 144.59 | EA | CRSG350 | XAC240
CRSG350 | 0 | 66.82 | LK | 1 1/4" GUAX47 X CONDULET | CROUSE HINDS |  |  |  | X CONDULETS | P | 136.41 | 163.7 | 118.62 | 118.62 | 128.11 | 144.59 | EA | CRSG350 | XB150
HAR160 | 0 | 0 | LK | HARMONIC FILTER 800HP |  |  |  | TCI HG800AW01XM-3R | HARMONIC FILTERS | P | 39820.97 | 47785.16 | 39820.97 | 39820.97 | 43006.65 | 57826.97 | EA | HAR160 | IAR0800
SPR296 | 0 | 3.13 | LK | FLOURESCENT MARKING PAINT | [5 empty] | P | 13.32 | 15.98 | 13.32 | 13.32 | 17.12 | 0 | EA | SPR296 | XMSP002
LUG472 | 0 | 0 | LK | #4/0 DLO COMPRESSION LUG | (FLEX CABLE) |  |  | BUR YAV29L-TC12FX | COMPRESSION LUGS FOR FLEX CABLES (DLO) | P | 0 | 0 | 32.62 | 0 | 0 | 0 | EA | LUG472 | FAB0414
XHY109 | 273.76 | 273.76 | LK | 3P 240V 100A BOLT ON CKT BKR | QOB3100 | 154014 |  |  |  | L | 0 | 0 | 0 | 0 | 0 | 0 | EA | ? | ?
STR610 | 0 | 0 | LK | # 2 TO 1/O BOLT ON BASKET |  |  |  |  | STIRRUPS | P | 0 | 0 | 0 | 0 | 0 | 0 | EA | STR610 | XDC802
RAD408 | 0 | 0 | LK | SR900 RADIO W/ SOLAR PANEL |  |  |  |  | RADIOS | P | 3511.29 | 4213.54 | 3511.29 | 3511.29 | 3792.19 | 3792.19 | EA | RAD408 | XEX014
SWTS592 | 0 | 0 | LK | 800A 480V FUSIBLE SAFETY SWTCH | TYPE 12 INDUSTRIAL OUTDOOR |  |  | SIEMANS/ITE HF367NR | SIEMENS SAFETY SWITCH, HEAVY DUTY 600V FUSIBLE | P | 7783.76 | 9340.51 | 7783.76 | 7783.76 | 8406.46 | 8406.46 | EA | SWTS592 | FURNAS
SWTS592 | 0 | 0 | LK | 800A 480V FUSIBLE SAFETY SWTCH | TYPE 12 INDUSTRIAL OUTDOOR |  |  | SIEMANS/ITE HF367NR | SIEMENS SAFETY SWITCH, HEAVY DUTY 600V FUSIBLE | P | 7783.76 | 9340.51 | 7783.76 | 7783.76 | 8406.46 | 8406.46 | EA | SWTS592 | FUSIBLE DISCONNECT SWITCH
SWTS592 | 0 | 0 | LK | 800A 480V FUSIBLE SAFETY SWTCH | TYPE 12 INDUSTRIAL OUTDOOR |  |  | SIEMANS/ITE HF367NR | SIEMENS SAFETY SWITCH, HEAVY DUTY 600V FUSIBLE | P | 7783.76 | 9340.51 | 7783.76 | 7783.76 | 8406.46 | 8406.46 | EA | SWTS592 | IAF1800
SWTS592 | 0 | 0 | LK | 800A 480V FUSIBLE SAFETY SWTCH | TYPE 12 INDUSTRIAL OUTDOOR |  |  | SIEMANS/ITE HF367NR | SIEMENS SAFETY SWITCH, HEAVY DUTY 600V FUSIBLE | P | 7783.76 | 9340.51 | 7783.76 | 7783.76 | 8406.46 | 8406.46 | EA | SWTS592 | SAFETY SWITCH
SWTS592 | 0 | 0 | LK | 800A 480V FUSIBLE SAFETY SWTCH | TYPE 12 INDUSTRIAL OUTDOOR |  |  | SIEMANS/ITE HF367NR | SIEMENS SAFETY SWITCH, HEAVY DUTY 600V FUSIBLE | P | 7783.76 | 9340.51 | 7783.76 | 7783.76 | 8406.46 | 8406.46 | EA | SWTS592 | SIEMANS HF367J
LUP106 | 0 | 2.9731 | LK | 2/0 ALCU DOUBLE BARREL LUG | (PARALLEL) |  |  | BUR K2A26U | PARALELL MECHANICAL LUGS | P | 5.68 | 6.82 | 5.68 | 5.11 | 5.94 | 6.02 | EA | LUP106 | FAB2101
POW110 | 0 | 306.1067 | LK | POWER SUPPLY 240W 24V |  |  |  | HEVI SDN10-24-100P | POWER SUPPLY | P | 600.77 | 720.92 | 600.77 | 600.77 | 680.4 | 680.4 | EA | POW110 | LAD1010
SHR100 | 0 | 12.25 | LK | 3/0-400 HEAT SHRINK |  |  |  |  | HEAT SHRINK TUBING | P | 56.97 | 56.97 | 56.97 | 0 | 44.87 | 60.39 | EA | SHR100 | EL539
SHR100 | 0 | 12.25 | LK | 3/0-400 HEAT SHRINK |  |  |  |  | HEAT SHRINK TUBING | P | 56.97 | 56.97 | 56.97 | 0 | 44.87 | 60.39 | EA | SHR100 | XAS226
SHR100 | 0 | 12.25 | LK | 3/0-400 HEAT SHRINK |  |  |  |  | HEAT SHRINK TUBING | P | 56.97 | 56.97 | 56.97 | 0 | 44.87 | 60.39 | EA | SHR100 | XLK1035
1PPE | 0 | 8.42 | LK | PPE | [5 empty] | P | 15 | 15 | 15 | 15 | 15 | 15 | DAY | ? | ?
14ST741 | 0 | 45 | LK | SERVICE TRUCK | [5 empty] | P | 45 | 45 | 45 | 26.17 | 50 | 0 | HR | ? | ?
14ST742 | 0 | 45 | LK | SERVICE TRUCK | [5 empty] | P | 45 | 45 | 45 | 26.17 | 50 | 0 | HR | ? | ?
14ST743 | 0 | 45 | LK | SERVICE TRUCK | [5 empty] | P | 45 | 45 | 45 | 26.17 | 50 | 0 | HR | ? | ?
14ST745 | 0 | 45 | LK | SERVICE TRUCK | [5 empty] | P | 45 | 45 | 45 | 26.17 | 50 | 0 | HR | ? | ?
14ST747 | 0 | 45 | LK | SERVICE TRUCK | [5 empty] | P | 45 | 45 | 45 | 26.17 | 50 | 0 | HR | ? | ?
14ST748 | 0 | 15 | LK | SERVICE TRUCK | [5 empty] | P | 45 | 45 | 45 | 26.17 | 15 | 0 | HR | ? | ?
14ST749 | 0 | 45 | LK | SERVICE TRUCK | [5 empty] | P | 45 | 45 | 45 | 26.17 | 50 | 0 | HR | ? | ?
14ST744 | 0 | 45 | LK | SERVICE TRUCK | [5 empty] | P | 45 | 45 | 45 | 26.17 | 50 | 0 | HR | ? | ?
14ST750 | 0 | 45 | LK | SERVICE TRUCK | [5 empty] | P | 45 | 45 | 45 | 26.17 | 50 | 0 | HR | ? | ?
14ST751 | 0 | 45 | LK | SERVICE TRUCK | [5 empty] | P | 45 | 45 | 45 | 26.17 | 50 | 0 | HR | ? | ?
14ST753 | 0 | 45 | LK | SERVICE TRUCK | [5 empty] | P | 45 | 45 | 45 | 26.17 | 50 | 0 | HR | ? | ?
14ST754 | 0 | 45 | LK | SERVICE TRUCK | [5 empty] | P | 45 | 45 | 45 | 26.17 | 50 | 0 | HR | ? | ?
14ST755 | 0 | 45 | LK | SERVICE TRUCK | [5 empty] | P | 45 | 45 | 45 | 26.17 | 50 | 0 | HR | ? | ?
14ST756 | 0 | 45 | LK | SERVICE TRUCK | [5 empty] | P | 45 | 45 | 45 | 26.17 | 50 | 0 | HR | ? | ?
14ST757 | 0 | 45 | LK | SERVICE TRUCK | [5 empty] | P | 45 | 45 | 45 | 26.17 | 50 | 0 | HR | ? | ?
14ST758 | 0 | 45 | LK | SERVICE TRUCK | [5 empty] | P | 45 | 45 | 45 | 26.17 | 50 | 0 | HR | ? | ?
14ST759 | 0 | 45 | LK | SERVICE TRUCK | [5 empty] | P | 45 | 45 | 45 | 26.17 | 50 | 0 | HR | ? | ?
14ST760 | 0 | 45 | LK | SERVICE TRUCK | [5 empty] | P | 45 | 45 | 45 | 26.17 | 50 | 0 | HR | ? | ?
14ST761 | 0 | 45 | LK | SERVICE TRUCK | [5 empty] | P | 45 | 45 | 45 | 26.17 | 50 | 0 | HR | ? | ?
14ST762 | 0 | 45 | LK | SERVICE TRUCK | [5 empty] | P | 45 | 45 | 45 | 26.17 | 50 | 0 | HR | ? | ?
14ST763 | 0 | 45 | LK | SERVICE TRUCK | [5 empty] | P | 45 | 45 | 45 | 26.17 | 50 | 0 | HR | ? | ?
1TR765 | 0 | 50 | LK | TRAILER | [5 empty] | P | 50 | 50 | 50 | 15.68 | 50 | 0 | DAY | ? | ?
1TR766 | 0 | 50 | LK | TRAILER | [5 empty] | P | 50 | 50 | 50 | 15.68 | 50 | 0 | DAY | ? | ?
1TR767 | 0 | 50 | LK | TRAILER | [5 empty] | P | 50 | 50 | 50 | 15.68 | 50 | 0 | DAY | ? | ?
1TR768 | 0 | 50 | LK | TRAILER | [5 empty] | P | 50 | 50 | 50 | 15.68 | 50 | 0 | DAY | ? | ?
1TR769 | 0 | 50 | LK | TRAILER | [5 empty] | P | 50 | 50 | 50 | 15.68 | 50 | 0 | DAY | ? | ?
1TR770 | 0 | 50 | LK | TRAILER | [5 empty] | P | 50 | 50 | 50 | 15.68 | 50 | 0 | DAY | ? | ?
1TR771 | 0 | 50 | LK | TRAILER | [5 empty] | P | 50 | 50 | 50 | 15.68 | 50 | 0 | DAY | ? | ?
1TR772 | 0 | 50 | LK | TRAILER | [5 empty] | P | 50 | 50 | 50 | 15.68 | 50 | 0 | DAY | ? | ?
1TR773 | 0 | 50 | LK | TRAILER | [5 empty] | P | 50 | 50 | 50 | 15.68 | 50 | 0 | DAY | ? | ?
1TR774 | 0 | 50 | LK | TRAILER | [5 empty] | P | 50 | 50 | 50 | 15.68 | 50 | 0 | DAY | ? | ?
1TR775 | 0 | 50 | LK | TRAILER | [5 empty] | P | 50 | 50 | 50 | 15.68 | 50 | 0 | DAY | ? | ?
1TR776 | 0 | 50 | LK | TRAILER | [5 empty] | P | 50 | 50 | 50 | 15.68 | 50 | 0 | DAY | ? | ?
1TR777 | 0 | 50 | LK | TRAILER | [5 empty] | P | 50 | 50 | 50 | 15.68 | 50 | 0 | DAY | ? | ?
1TR778 | 0 | 50 | LK | TRAILER | [5 empty] | P | 50 | 50 | 50 | 15.68 | 50 | 0 | DAY | ? | ?
1OTS175 | 0 | 175 | LK | OUT OF TOWN SUBSISTENCE | (PER NIGHT) |  |  |  |  | P | 175 | 175 | 175 | 175 | 175 | 0 | EA | ? | ?
BUZ100 | 0 | 29 | LK | 1065N5 BUZZER |  |  |  |  | BUZZERS | P | 0 | 0 | 0 | 0 | 48 | 48 | EA | BUZ100 | XLK1215
LIG520 | 0 | 551.765 | LK | EXP/PRF DIALIGHT FIXTURE 4' |  |  |  | CRH 640453 LSC3C4M3GEX | LIGHT FIXTURES | P | 1144 | 1372.8 | 1144 | 1144 | 1235.52 | 1779.57 | EA | LIG520 | LIG488
LIG520 | 0 | 551.765 | LK | EXP/PRF DIALIGHT FIXTURE 4' |  |  |  | CRH 640453 LSC3C4M3GEX | LIGHT FIXTURES | P | 1144 | 1372.8 | 1144 | 1144 | 1235.52 | 1779.57 | EA | LIG520 | OAA0200
LIB150 | 0 | 36.43 | LK | EXPF DIALIGHT MOUNT BRACKET |  |  |  | CRH 679715 LSXW5 | TCB BRACKETS | P | 0 | 0 | 51.72 | 0 | 55.86 | 64.24 | EA | LIB150 | OAA0201
NUT556 | 0 | 0 | LK | 3/4" GALVANIZED NUT | 3/4 ANCHOR ROD NUT |  |  | MGR DF3N4/CHN 55312P | GALVANIZED NUTS | P | 2.52 | 3.02 | 2.19 | 2.19 | 2.37 | 2.67 | EA | NUT556 | RAB0181
HOKS106 | 0 | 1.14 | LK | 3" HOSE CLAMPS |  |  |  |  | HOSE CLAMPS | P | 2.75 | 3.3 | 2.75 | 2.75 | 2.97 | 2.85 | EA | ? | ?
XLK005 | 0 | 0.4023 | LK | 18/2 BELDON CABLE | [5 empty] | P | 0 | 0 | 0 | 0 | 0.81 | 0 | EA | ? | ?
XLK009 | 0 | 1.2062 | LK | 18/12 BELDON CABLE | [5 empty] | P | 0 | 0 | 0 | 0 | 2.39 | 0 | EA | ? | ?
XLK010 | 0.07 | 0.0879 | LK | WIRE NUT | [5 empty] | P | 0 | 0 | 0 | 0 | 0.22 | 0 | EA | ? | ?
XLK015 | 0 | 0.0972 | LK | TEK SCREW | [5 empty] | P | 0 | 0 | 0 | 0 | 0.27 | 0 | EA | ? | ?
XLK022 | 0 | 0.0853 | LK | FENDER WASHER | [5 empty] | P | 0 | 0 | 0 | 0 | 0.22 | 0 | EA | ? | ?
XLK024 | 0.55 | 0.6146 | LK | TERMINAL BLOCK | [5 empty] | P | 0 | 0 | 0 | 0 | 1.08 | 0 | EA | XLK024 | terq112
XLK026 | 0 | 0 | LK | TDCMX4C22GA100P WIRE | [5 empty] | P | 0 | 0 | 0 | 0 | 0.19 | 0 | EA | ? | ?
XLK031 | 0 | 0 | LK | TDSBR024102RDWH WIRE | [5 empty] | P | 0 | 0 | 0 | 0 | 0.11 | 0 | EA | ? | ?
CRSS128 | 3.25 | 3.2777 | LK | CHICO POUR |  |  |  |  | CHICO AND FIBER | P | 5.9 | 7.08 | 5.9 | 5.9 | 6.37 | 6.37 | EA | CRSS128 | XLK032
XLK034 | 0 | 0 | LK | COMMUNICATION CABLE | [5 empty] | P | 0 | 0 | 0 | 0 | 3.08 | 0 | EA | ? | ?
XLK038 | 0 | 0.2442 | LK | 18/2 THERMOSTAT WIRE | [5 empty] | P | 0 | 0 | 0 | 0 | 0.22 | 0 | EA | ? | ?
XLK042 | 13.18 | 14.84 | LK | GROUND ROD & CLAMP | [5 empty] | P | 0 | 0 | 0 | 0 | 28.84 | 0 | EA | ? | ?
TAH374 | 0 | 0 | LK | EH2302 HEAT TAPE |  |  |  |  | SELF-LIMITING HEAT TAPE | P | 3 | 3.6 | 3 | 3 | 3.24 | 3.24 | EA | TAH374 | XLK045
XLK047 | 6.65 | 6.65 | LK | 3/4" CORD CONNECTOR | [5 empty] | P | 0 | 0 | 0 | 0 | 12.93 | 0 | EA | ? | ?
XLK048 | 5.1 | 5.1 | LK | 1/2" CORD CONNECTOR | [5 empty] | P | 0 | 0 | 0 | 0 | 9.91 | 0 | EA | ? | ?
CRSG192 | 65.11 | 56.67 | LK | 3/4" GRUJ BOX |  |  |  |  | GRUJ BOXES | P | 168.66 | 202.39 | 146.66 | 146.66 | 172.1 | 178.78 | EA | CRSG192 | XLK055
CRSG192 | 65.11 | 56.67 | LK | 3/4" GRUJ BOX |  |  |  |  | GRUJ BOXES | P | 168.66 | 202.39 | 146.66 | 146.66 | 172.1 | 178.78 | EA | CRSG192 | XLK908
CRSG192 | 65.11 | 56.67 | LK | 3/4" GRUJ BOX |  |  |  |  | GRUJ BOXES | P | 168.66 | 202.39 | 146.66 | 146.66 | 172.1 | 178.78 | EA | CRSG192 | XLK960
COT108 | 56.37 | 57.2884 | LK | 1 1/2" WP TEK/CLX CONNECTOR |  |  |  | CRH TMC5161 | TEK OR CLX CONNECTORS (WEATHERPROOF) | P | 118.14 | 141.76 | 102.73 | 94.51 | 125.98 | 125.23 | EA | COT108 | APPLETON TMC2-150162A
COT108 | 56.37 | 57.2884 | LK | 1 1/2" WP TEK/CLX CONNECTOR |  |  |  | CRH TMC5161 | TEK OR CLX CONNECTORS (WEATHERPROOF) | P | 118.14 | 141.76 | 102.73 | 94.51 | 125.98 | 125.23 | EA | COT108 | BAY0500
COT108 | 56.37 | 57.2884 | LK | 1 1/2" WP TEK/CLX CONNECTOR |  |  |  | CRH TMC5161 | TEK OR CLX CONNECTORS (WEATHERPROOF) | P | 118.14 | 141.76 | 102.73 | 94.51 | 125.98 | 125.23 | EA | COT108 | CRSH TMC5161
COT108 | 56.37 | 57.2884 | LK | 1 1/2" WP TEK/CLX CONNECTOR |  |  |  | CRH TMC5161 | TEK OR CLX CONNECTORS (WEATHERPROOF) | P | 118.14 | 141.76 | 102.73 | 94.51 | 125.98 | 125.23 | EA | COT108 | TMC150220S
COT108 | 56.37 | 57.2884 | LK | 1 1/2" WP TEK/CLX CONNECTOR |  |  |  | CRH TMC5161 | TEK OR CLX CONNECTORS (WEATHERPROOF) | P | 118.14 | 141.76 | 102.73 | 94.51 | 125.98 | 125.23 | EA | COT108 | TMC150A
COT108 | 56.37 | 57.2884 | LK | 1 1/2" WP TEK/CLX CONNECTOR |  |  |  | CRH TMC5161 | TEK OR CLX CONNECTORS (WEATHERPROOF) | P | 118.14 | 141.76 | 102.73 | 94.51 | 125.98 | 125.23 | EA | COT108 | XLK057
RADS105 | 0 | 2004.8 | LK | RADAR GAUGE | [5 empty] | P | 0 | 0 | 0 | 0 | 4388.04 | 4388.04 | EA | RADS105 | XLK058
BOL120 | 0 | 0.39 | LK | 1/4" X 1" COURSE THREAD | HEX-HEAD BOLT MACH BOLT |  |  | BM 1/4X20X1 HEX CAP SCREW (59/ | COURSE THREAD BOLTS | P | 0.27 | 0.32 | 0.27 | 0.24 | 1.03 | 1.25 | EA | BOL120 | BO120
BOL120 | 0 | 0.39 | LK | 1/4" X 1" COURSE THREAD | HEX-HEAD BOLT MACH BOLT |  |  | BM 1/4X20X1 HEX CAP SCREW (59/ | COURSE THREAD BOLTS | P | 0.27 | 0.32 | 0.27 | 0.24 | 1.03 | 1.25 | EA | BOL120 | QAC0303
BOL120 | 0 | 0.39 | LK | 1/4" X 1" COURSE THREAD | HEX-HEAD BOLT MACH BOLT |  |  | BM 1/4X20X1 HEX CAP SCREW (59/ | COURSE THREAD BOLTS | P | 0.27 | 0.32 | 0.27 | 0.24 | 1.03 | 1.25 | EA | BOL120 | XLK061
BOL120 | 0 | 0.39 | LK | 1/4" X 1" COURSE THREAD | HEX-HEAD BOLT MACH BOLT |  |  | BM 1/4X20X1 HEX CAP SCREW (59/ | COURSE THREAD BOLTS | P | 0.27 | 0.32 | 0.27 | 0.24 | 1.03 | 1.25 | EA | BOL120 | XLK366
BOL120 | 0 | 0.39 | LK | 1/4" X 1" COURSE THREAD | HEX-HEAD BOLT MACH BOLT |  |  | BM 1/4X20X1 HEX CAP SCREW (59/ | COURSE THREAD BOLTS | P | 0.27 | 0.32 | 0.27 | 0.24 | 1.03 | 1.25 | EA | BOL120 | XLK475
XLK062 | 18.5 | 18.5 | LK | 1" CORD CONNECTOR | [5 empty] | P | 0 | 0 | 0 | 0 | 35.96 | 0 | EA | ? | ?
SCR800 | 0 | 0.098 | LK | 2" WOOD SCREW |  |  |  |  | WOOD SCREWS | P | 0.6 | 0.72 | 0.6 | 0.6 | 0.65 | 0.65 | EA | SCR800 | XLK065
XLK068 | 1.91 | 1.91 | LK | 2" PVC TA, LN, PB | [5 empty] | P | 0 | 0 | 0 | 0 | 3.72 | 0 | EA | ? | ?
RAI166 | 0.93 | 0.87 | LK | DIN RAIL STOPPER |  |  |  |  | DIN RAIL | P | 1.86 | 2.23 | 1.49 | 1.49 | 2 | 2.15 | EA | RAI166 | EL005
RAI166 | 0.93 | 0.87 | LK | DIN RAIL STOPPER |  |  |  |  | DIN RAIL | P | 1.86 | 2.23 | 1.49 | 1.49 | 2 | 2.15 | EA | RAI166 | RA166
RAI166 | 0.93 | 0.87 | LK | DIN RAIL STOPPER |  |  |  |  | DIN RAIL | P | 1.86 | 2.23 | 1.49 | 1.49 | 2 | 2.15 | EA | RAI166 | XLK070
CAB112 | 0 | 0.9027 | LK | 1/8" STEEL CABLE |  |  |  |  | STEEL CABLE | P | 2.4 | 2.88 | 2.08 | 1.88 | 2.03 | 2.4 | EA | CAB112 | XLK072
XLK073 | 185.37 | 185.37 | LK | FE-00084 2HP CONTROL BOX 230V | [5 empty] | P | 0 | 0 | 0 | 0 | 268.36 | 0 | EA | ? | ?
GRO700 | 0 | 0.3531 | LK | PIGTAIL GROUNDING 7-1/2X1/4 |  |  |  | DOTT GP-650 | GROUNDING ACCESSORIES | P | 0.65 | 0.78 | 0.65 | 0.65 | 0.7 | 0.69 | EA | GRO700 | QAC6000
GRO700 | 0 | 0.3531 | LK | PIGTAIL GROUNDING 7-1/2X1/4 |  |  |  | DOTT GP-650 | GROUNDING ACCESSORIES | P | 0.65 | 0.78 | 0.65 | 0.65 | 0.7 | 0.69 | EA | GRO700 | XLK075
GRO700 | 0 | 0.3531 | LK | PIGTAIL GROUNDING 7-1/2X1/4 |  |  |  | DOTT GP-650 | GROUNDING ACCESSORIES | P | 0.65 | 0.78 | 0.65 | 0.65 | 0.7 | 0.69 | EA | GRO700 | XLK211
XLK082 | 0 | 0 | LK | 96263-46-01 CAT 5 WHITE WIRE | [5 empty] | P | 0 | 0 | 0 | 0 | 0.17 | 0 | EA | ? | ?
XLK083 | 0 | 0 | LK | 96263-46-06 CAT 5 BLUE WIRE | [5 empty] | P | 0 | 0 | 0 | 0 | 0.17 | 0 | EA | ? | ?
TAN100 | 16.05 | 17.17 | LK | 4" X 3" TANK REDUCER |  |  |  |  | TANK REDUCER BUSHINGS | P | 42.68 | 51.22 | 42.68 | 42.68 | 48.6 | 56.32 | EA | TAN100 | XLK085
TAN100 | 16.05 | 17.17 | LK | 4" X 3" TANK REDUCER |  |  |  |  | TANK REDUCER BUSHINGS | P | 42.68 | 51.22 | 42.68 | 42.68 | 48.6 | 56.32 | EA | TAN100 | XLK1135
HET150 | 0 | 133.3481 | LK | 2000 WATT F/F HEATER |  |  |  |  | HEATERS | P | 196.7 | 236.04 | 196.7 | 196.7 | 285.5 | 212.44 | EA | HET150 | XLK086
STR368 | 0 | 0.117 | LK | 3/8" MC CABLE STRAP |  |  |  |  | ONE-HOLE, STEEL, PIPE STRAPS, RIGID | P | 0.306 | 0.37 | 0.306 | 0.28 | 0.27 | 0.37 | EA | STR368 | XLK087
STR368 | 0 | 0.117 | LK | 3/8" MC CABLE STRAP |  |  |  |  | ONE-HOLE, STEEL, PIPE STRAPS, RIGID | P | 0.306 | 0.37 | 0.306 | 0.28 | 0.27 | 0.37 | EA | STR368 | XLK127
XLK090 | 0 | 0 | LK | 10/3 VUTRON RUBBER CORD | [5 empty] | P | 0 | 0 | 0 | 0 | 6.48 | 0 | EA | ? | ?
BLO240 | 0 | 62.2905 | LK | AL-R2-K6 POWER DISTRIBUTION |  |  |  |  | DISTRIBUTION BLOCKS | P | 66.44 | 79.73 | 66.44 | 66.44 | 105.84 | 110 | EA | BLO240 | XLK092
BLO240 | 0 | 62.2905 | LK | AL-R2-K6 POWER DISTRIBUTION |  |  |  |  | DISTRIBUTION BLOCKS | P | 66.44 | 79.73 | 66.44 | 66.44 | 105.84 | 110 | EA | BLO240 | YMB021
SCR780 | 0 | 0.1688 | LK | 1" WOOD SCREW |  |  |  |  | WOOD SCREWS | P | 0.22 | 0.26 | 0.22 | 0.22 | 0.24 | 0.24 | EA | SCR780 | XLK093
SCR780 | 0 | 0.1688 | LK | 1" WOOD SCREW |  |  |  |  | WOOD SCREWS | P | 0.22 | 0.26 | 0.22 | 0.22 | 0.24 | 0.24 | EA | SCR780 | XLK147
XLK096 | 8.69 | 21.3004 | LK | 24 VDC CUBE RELAY & BASE | [5 empty] | P | 0 | 0 | 0 | 0 | 44.93 | 0 | EA | ? | ?
COT202 | 75.47 | 63.0198 | LK | 3/4" EXP PRF TEK/CLX CONNECTO |  |  |  | TMCX8875 | TEK OR CLX CONNECTS (EXPLOSION PROOF) | P | 135.44 | 162.52 | 117.77 | 100.1 | 172.1 | 172.1 | EA | COT202 | TMCX075A
COT202 | 75.47 | 63.0198 | LK | 3/4" EXP PRF TEK/CLX CONNECTO |  |  |  | TMCX8875 | TEK OR CLX CONNECTS (EXPLOSION PROOF) | P | 135.44 | 162.52 | 117.77 | 100.1 | 172.1 | 172.1 | EA | COT202 | XLK098
COT202 | 75.47 | 63.0198 | LK | 3/4" EXP PRF TEK/CLX CONNECTO |  |  |  | TMCX8875 | TEK OR CLX CONNECTS (EXPLOSION PROOF) | P | 135.44 | 162.52 | 117.77 | 100.1 | 172.1 | 172.1 | EA | COT202 | XLK1184
SCR760 | 56.37 | 0.0487 | LK | 1/2" DRYWALL SCREW |  |  |  |  | WOOD SCREWS | P | 0 | 0 | 0 | 0 | 0.06 | 0.06 | EA | SCR760 | XLK099
XLK101 | 0 | 0 | LK | 12/7 TEK CONNECTOR | [5 empty] | P | 0 | 0 | 0 | 0 | 8.1 | 0 | EA | ? | ?
MOD100 | 0 | 890 | LK | PROFIBUS MODEM |  |  |  |  | MODEMS | P | 1605 | 1926 | 1605 | 1605 | 1733.4 | 1733.4 | EA | MOD100 | XLK103
XLK105 | 15.47 | 16.6252 | LK | SQD OVERLOAD | [5 empty] | P | 0 | 0 | 0 | 0 | 32.67 | 0 | EA | ? | ?
TERE304 | 0 | 3.16 | LK | "M4/6" 6MM TERMINAL BLOCK ALL | COLORS |  |  | ENTRELEC | TERMS - ENTRELEC | P | 1.6 | 1.92 | 1.6 | 1.6 | 4.88 | 4.88 | EA | TERE304 | ENT BEIGE VO 0195 116.00
TERE304 | 0 | 3.16 | LK | "M4/6" 6MM TERMINAL BLOCK ALL | COLORS |  |  | ENTRELEC | TERMS - ENTRELEC | P | 1.6 | 1.92 | 1.6 | 1.6 | 4.88 | 4.88 | EA | TERE304 | ENT BEIGE VO 19511600
TERE304 | 0 | 3.16 | LK | "M4/6" 6MM TERMINAL BLOCK ALL | COLORS |  |  | ENTRELEC | TERMS - ENTRELEC | P | 1.6 | 1.92 | 1.6 | 1.6 | 4.88 | 4.88 | EA | TERE304 | ENT BLACK 0105 031.14
TERE304 | 0 | 3.16 | LK | "M4/6" 6MM TERMINAL BLOCK ALL | COLORS |  |  | ENTRELEC | TERMS - ENTRELEC | P | 1.6 | 1.92 | 1.6 | 1.6 | 4.88 | 4.88 | EA | TERE304 | ENT BLACK 10503114
TERE304 | 0 | 3.16 | LK | "M4/6" 6MM TERMINAL BLOCK ALL | COLORS |  |  | ENTRELEC | TERMS - ENTRELEC | P | 1.6 | 1.92 | 1.6 | 1.6 | 4.88 | 4.88 | EA | TERE304 | ENT BLUE 0125 116.01
TERE304 | 0 | 3.16 | LK | "M4/6" 6MM TERMINAL BLOCK ALL | COLORS |  |  | ENTRELEC | TERMS - ENTRELEC | P | 1.6 | 1.92 | 1.6 | 1.6 | 4.88 | 4.88 | EA | TERE304 | ENT BLUE 12511601
TERE304 | 0 | 3.16 | LK | "M4/6" 6MM TERMINAL BLOCK ALL | COLORS |  |  | ENTRELEC | TERMS - ENTRELEC | P | 1.6 | 1.92 | 1.6 | 1.6 | 4.88 | 4.88 | EA | TERE304 | ENT BLUE VO 0199 002.26
TERE304 | 0 | 3.16 | LK | "M4/6" 6MM TERMINAL BLOCK ALL | COLORS |  |  | ENTRELEC | TERMS - ENTRELEC | P | 1.6 | 1.92 | 1.6 | 1.6 | 4.88 | 4.88 | EA | TERE304 | ENT BLUE VO 19900226
TERE304 | 0 | 3.16 | LK | "M4/6" 6MM TERMINAL BLOCK ALL | COLORS |  |  | ENTRELEC | TERMS - ENTRELEC | P | 1.6 | 1.92 | 1.6 | 1.6 | 4.88 | 4.88 | EA | TERE304 | ENT BROWN 0105 209.14
TERE304 | 0 | 3.16 | LK | "M4/6" 6MM TERMINAL BLOCK ALL | COLORS |  |  | ENTRELEC | TERMS - ENTRELEC | P | 1.6 | 1.92 | 1.6 | 1.6 | 4.88 | 4.88 | EA | TERE304 | ENT BROWN 10520914
TERE304 | 0 | 3.16 | LK | "M4/6" 6MM TERMINAL BLOCK ALL | COLORS |  |  | ENTRELEC | TERMS - ENTRELEC | P | 1.6 | 1.92 | 1.6 | 1.6 | 4.88 | 4.88 | EA | TERE304 | ENT GRAY 0115 116.07
TERE304 | 0 | 3.16 | LK | "M4/6" 6MM TERMINAL BLOCK ALL | COLORS |  |  | ENTRELEC | TERMS - ENTRELEC | P | 1.6 | 1.92 | 1.6 | 1.6 | 4.88 | 4.88 | EA | TERE304 | ENT GREEN 0105 001.27
TERE304 | 0 | 3.16 | LK | "M4/6" 6MM TERMINAL BLOCK ALL | COLORS |  |  | ENTRELEC | TERMS - ENTRELEC | P | 1.6 | 1.92 | 1.6 | 1.6 | 4.88 | 4.88 | EA | TERE304 | ENT GREEN 10500127
TERE304 | 0 | 3.16 | LK | "M4/6" 6MM TERMINAL BLOCK ALL | COLORS |  |  | ENTRELEC | TERMS - ENTRELEC | P | 1.6 | 1.92 | 1.6 | 1.6 | 4.88 | 4.88 | EA | TERE304 | ENT GREY 11511607
TERE304 | 0 | 3.16 | LK | "M4/6" 6MM TERMINAL BLOCK ALL | COLORS |  |  | ENTRELEC | TERMS - ENTRELEC | P | 1.6 | 1.92 | 1.6 | 1.6 | 4.88 | 4.88 | EA | TERE304 | ENT ORANGE 0105 002.20
TERE304 | 0 | 3.16 | LK | "M4/6" 6MM TERMINAL BLOCK ALL | COLORS |  |  | ENTRELEC | TERMS - ENTRELEC | P | 1.6 | 1.92 | 1.6 | 1.6 | 4.88 | 4.88 | EA | TERE304 | ENT ORANGE 10500220
TERE304 | 0 | 3.16 | LK | "M4/6" 6MM TERMINAL BLOCK ALL | COLORS |  |  | ENTRELEC | TERMS - ENTRELEC | P | 1.6 | 1.92 | 1.6 | 1.6 | 4.88 | 4.88 | EA | TERE304 | ENT RED 0105 032.15
TERE304 | 0 | 3.16 | LK | "M4/6" 6MM TERMINAL BLOCK ALL | COLORS |  |  | ENTRELEC | TERMS - ENTRELEC | P | 1.6 | 1.92 | 1.6 | 1.6 | 4.88 | 4.88 | EA | TERE304 | ENT RED 10503215
TERE304 | 0 | 3.16 | LK | "M4/6" 6MM TERMINAL BLOCK ALL | COLORS |  |  | ENTRELEC | TERMS - ENTRELEC | P | 1.6 | 1.92 | 1.6 | 1.6 | 4.88 | 4.88 | EA | TERE304 | ENT VIOLET 0206 404.05
TERE304 | 0 | 3.16 | LK | "M4/6" 6MM TERMINAL BLOCK ALL | COLORS |  |  | ENTRELEC | TERMS - ENTRELEC | P | 1.6 | 1.92 | 1.6 | 1.6 | 4.88 | 4.88 | EA | TERE304 | ENT VIOLET 206404405
TERE304 | 0 | 3.16 | LK | "M4/6" 6MM TERMINAL BLOCK ALL | COLORS |  |  | ENTRELEC | TERMS - ENTRELEC | P | 1.6 | 1.92 | 1.6 | 1.6 | 4.88 | 4.88 | EA | TERE304 | ENT WHITE 0105 051.20
TERE304 | 0 | 3.16 | LK | "M4/6" 6MM TERMINAL BLOCK ALL | COLORS |  |  | ENTRELEC | TERMS - ENTRELEC | P | 1.6 | 1.92 | 1.6 | 1.6 | 4.88 | 4.88 | EA | TERE304 | ENT WHITE 10505120
TERE304 | 0 | 3.16 | LK | "M4/6" 6MM TERMINAL BLOCK ALL | COLORS |  |  | ENTRELEC | TERMS - ENTRELEC | P | 1.6 | 1.92 | 1.6 | 1.6 | 4.88 | 4.88 | EA | TERE304 | ENT YELLOW 0105 116.16
TERE304 | 0 | 3.16 | LK | "M4/6" 6MM TERMINAL BLOCK ALL | COLORS |  |  | ENTRELEC | TERMS - ENTRELEC | P | 1.6 | 1.92 | 1.6 | 1.6 | 4.88 | 4.88 | EA | TERE304 | ENT YELLOW 10511616
TERE304 | 0 | 3.16 | LK | "M4/6" 6MM TERMINAL BLOCK ALL | COLORS |  |  | ENTRELEC | TERMS - ENTRELEC | P | 1.6 | 1.92 | 1.6 | 1.6 | 4.88 | 4.88 | EA | TERE304 | TE304
TERE304 | 0 | 3.16 | LK | "M4/6" 6MM TERMINAL BLOCK ALL | COLORS |  |  | ENTRELEC | TERMS - ENTRELEC | P | 1.6 | 1.92 | 1.6 | 1.6 | 4.88 | 4.88 | EA | TERE304 | XLK106
XLK107 | 0 | 0.1916 | LK | 2" TEK SCREW | [5 empty] | P | 0 | 0 | 0 | 0 | 0.76 | 0 | EA | ? | ?
XLK111 | 0 | 1.3839 | LK | 10/3 SO RUBBER CORD | [5 empty] | P | 0 | 0 | 0 | 0 | 2.49 | 0 | EA | ? | ?
XLK113 | 0 | 3.89 | LK | 24 VDC SL RELAY & BASE | [5 empty] | P | 0 | 0 | 0 | 0 | 42.15 | 0 | EA | ? | ?
XLK114 | 294 | 294 | LK | WALL MOUNT HEATER 2'5-5KW | BOPH5HWAC |  |  |  |  | P | 0 | 0 | 0 | 0 | 486 | 0 | EA | ? | ?
XLK115 | 15.47 | 15.47 | LK | OVERLOAD | [5 empty] | P | 0 | 0 | 0 | 0 | 30.08 | 0 | EA | ? | ?
XLK116 | 283 | 291.67 | LK | 24 VDC SOLENOID VALVE | [5 empty] | P | 0 | 0 | 0 | 0 | 567 | 0 | EA | ? | ?
PLCS306 | 0 | 3.89 | LK | PURPLE PROFIBUS CABLE |  |  |  |  | SIEMENS PROGRAMMABLE CONTROLS | P | 6.87 | 8.24 | 6.87 | 6.87 | 7.56 | 7.56 | EA | PLCS306 | XLK117
BOL498 | 0 | 0.2724 | LK | 3/16" TOGGLE BOLT |  |  |  | FAST DOTT TBC364 (50/box) | TOGGLE BOLTS | P | 1.15 | 1.38 | 1 | 0.9 | 0.97 | 1.1 | EA | BOL498 | QAC0240
BOL498 | 0 | 0.2724 | LK | 3/16" TOGGLE BOLT |  |  |  | FAST DOTT TBC364 (50/box) | TOGGLE BOLTS | P | 1.15 | 1.38 | 1 | 0.9 | 0.97 | 1.1 | EA | BOL498 | XLK118
XLK125 | 0 | 29.32 | LK | JACK CHAIN | [5 empty] | P | 0 | 0 | 0 | 0 | 0.54 | 0 | EA | ? | ?
XLK126 | 0 | 0 | LK | BEAM CLAMP | [5 empty] | P | 0 | 0 | 0 | 0 | 6.8 | 0 | EA | ? | ?
SCR584 | 0 | 0 | LK | RMC1412 MACHINE SCREW |  |  |  |  | (PANHEAD, SELF-DRILLING, OR SELF-TAPPING) | P | 0 | 0 | 0 | 0 | 0.05 | 0.06 | EA | SCR584 | XLK128
XLK130 | 0 | 0 | LK | PADV14187BC MALE DISCONN | [5 empty] | P | 0 | 0 | 0 | 0 | 0.27 | 0 | EA | ? | ?
SCR508 | 0 | 0.0726 | LK | #8 X3/4 WAFER SCREW |  |  |  |  | (PANHEAD, SELF-DRILLING, OR SELF-TAPPING) | P | 0.13 | 0.16 | 0.13 | 0.13 | 0.14 | 0.15 | EA | SCR508 | XLK132
XLK133 | 0 | 0 | LK | 1/4" X 3/4" RHM | [5 empty] | P | 0 | 0 | 0 | 0 | 0 | 0 | EA | ? | ?
ANC324 | 0 | 0.2313 | LK | 1/4" NAIL IN CONCRETE ANCHOR |  |  |  |  | ANCHORS | P | 0.96 | 1.15 | 0.83 | 0.75 | 0.81 | 1.16 | EA | ANC324 | XLK134
XLK137 | 0 | 0.6069 | LK | 1 GANG MUD RING | [5 empty] | P | 0 | 0 | 0 | 0 | 0.86 | 0 | EA | ? | ?
FUB650 | 5.64 | 0.0505 | LK | GLASS FUSE HOLDER |  |  |  |  | FUSE BLOCKS | P | 10.85 | 10.85 | 10.85 | 10.85 | 11.72 | 11.72 | EA | FUB650 | XLK140
FLA500 | 0 | 0.0999 | LK | MARKING FLAG |  |  |  |  | MARKING FLAGS | P | 2 | 2.4 | 2 | 2 | 2.16 | 2.16 | EA | FLA500 | XLK141
XLK144 | 0.25 | 0.25 | LK | 1/4" ANCHOR | [5 empty] | P | 0 | 0 | 0 | 0 | 0.49 | 0 | EA | ? | ?
XLK146 | 0.09 | 0.0924 | LK | MMUY2BX100 SPLICE | [5 empty] | P | 0 | 0 | 0 | 0 | 0.17 | 0 | EA | ? | ?
SCR786 | 0 | 0.1503 | LK | 1 1/2" WOOD SCREWS |  |  |  |  | WOOD SCREWS | P | 0.16 | 0.19 | 0.16 | 0.16 | 0.22 | 0.22 | EA | SCR786 | XLK148
ENS220 | 0 | 127.22 | LK | 12" X 12" METAL ENCLOSURE |  |  |  |  | ENCLOSURES, METAL | P | 114.79 | 137.75 | 114.79 | 59.93 | 345.22 | 338.83 | EA | ENS220 | XLK149
ENS220 | 0 | 127.22 | LK | 12" X 12" METAL ENCLOSURE |  |  |  |  | ENCLOSURES, METAL | P | 114.79 | 137.75 | 114.79 | 59.93 | 345.22 | 338.83 | EA | ENS220 | XLK750
ENS220 | 0 | 127.22 | LK | 12" X 12" METAL ENCLOSURE |  |  |  |  | ENCLOSURES, METAL | P | 114.79 | 137.75 | 114.79 | 59.93 | 345.22 | 338.83 | EA | ENS220 | ZB013
PLA143 | 0 | 1.1175 | LK | 4" SQUARE DUPLEX COVER | RAISED COVER |  |  |  | PLATES FOR SWITCHES AND RECP. | P | 1.75 | 2.1 | 1.75 | 1.75 | 1.89 | 1.92 | EA | PLA143 | XLK150
PLA143 | 0 | 1.1175 | LK | 4" SQUARE DUPLEX COVER | RAISED COVER |  |  |  | PLATES FOR SWITCHES AND RECP. | P | 1.75 | 2.1 | 1.75 | 1.75 | 1.89 | 1.92 | EA | PLA143 | XLK739
TAH408 | 4.5 | 4.5 | LK | 11 WATT S/L HEAT TAPE |  |  |  |  | SELF-LIMITING HEAT TAPE | P | 8.1 | 9.72 | 8.1 | 8.1 | 8.75 | 8.75 | EA | TAH408 | XLK152
ANC326 | 0 | 2.355 | LK | 1/2" CONCRETE ANCHOR |  |  |  |  | ANCHORS | P | 4.92 | 5.9 | 4.28 | 3.85 | 4.16 | 4.8 | EA | ANC326 | XLK153
SCO618 | 0 | 0 | LK | IDEAL PUSH-IN WIRE CONNECTORS |  |  |  |  | SCOTCHLOKS | P | 0.12 | 0.14 | 0.12 | 0.12 | 0.13 | 0.13 | EA | SCO618 | XLK155
XLK158 | 0 | 2.89 | LK | 10/3 MC CABLE | [5 empty] | P | 0 | 0 | 0 | 0 | 4.65 | 0 | EA | ? | ?
PLCO802 | 479.4 | 539.4 | LK | LM5000-WDG TRANSMITTER |  |  |  |  | OLEUMTECH PROGRAMMABLE CONTROLS | P | 994.75 | 1193.7 | 865 | 865 | 934.2 | 934.2 | EA | PLCO802 | XLK162
XLK165 | 119.39 | 119.39 | LK | MOTOR SAVER | [5 empty] | P | 0 | 0 | 0 | 0 | 253.8 | 0 | EA | ? | ?
XLK166 | 233.94 | 233.94 | LK | 16 INPUT EXP CARD | [5 empty] | P | 0 | 0 | 0 | 0 | 454.78 | 0 | EA | ? | ?
XLK171 | 37.85 | 37.85 | LK | MED GUTTER LUG & COVER | [5 empty] | P | 0 | 0 | 0 | 0 | 73.58 | 0 | EA | ? | ?
XLK174 | 0 | 0 | LK | PADN1425E FEM DISCONNECT | [5 empty] | P | 0 | 0 | 0 | 0 | 0.43 | 0 | EA | ? | ?
XLK175 | 0 | 0 | LK | DV7P36 CABLE TIE | [5 empty] | P | 0 | 0 | 0 | 0 | 0.43 | 0 | EA | ? | ?
XLK176 | 0 | 0.0943 | LK | 4 WIRE PORT CONNECTOR | [5 empty] | P | 0 | 0 | 0 | 0 | 0.16 | 0 | EA | ? | ?
XLK177 | 0 | 0 | LK | 8/3 MC CABLE | [5 empty] | P | 0 | 0 | 0 | 0 | 2.81 | 0 | EA | ? | ?
XLK178 | 0 | 0.092 | LK | 3/4" WAFER SCREW | [5 empty] | P | 0 | 0 | 0 | 0 | 0.15 | 0.34 | EA | ? | ?
XLK179 | 0 | 0 | LK | 20 X 3/4" SCREW | [5 empty] | P | 0 | 0 | 0 | 0 | 0.11 | 0 | EA | ? | ?
XLK180 | 0 | 0 | LK | 3/4" EMT CONDUIT HANGER | [5 empty] | P | 0 | 0 | 0 | 0 | 1.62 | 0 | EA | ? | ?
XLK181 | 0 | 0 | LK | 3/4" PUSH IN CLIP | [5 empty] | P | 0 | 0 | 0 | 0 | 1.35 | 0 | EA | ? | ?
XLK182 | 0 | 0.28 | LK | 1/16" TO 3/16" SNAP IN CLIP | [5 empty] | P | 0 | 0 | 0 | 0 | 0.55 | 0 | EA | ? | ?
TAP224 | 2.09 | 4.0271 | LK | 1" X 1296' TEFLON TAPE |  |  |  |  | TAPE | P | 8.18 | 9.82 | 8.18 | 6.95 | 9.89 | 8.67 | EA | TAP224 | TA358
TAP224 | 2.09 | 4.0271 | LK | 1" X 1296' TEFLON TAPE |  |  |  |  | TAPE | P | 8.18 | 9.82 | 8.18 | 6.95 | 9.89 | 8.67 | EA | TAP224 | XLK184
XLK185 | 136.94 | 157.88 | LK | 120 VOLT TIMECLOCK | [5 empty] | P | 0 | 0 | 0 | 0 | 361.8 | 0 | EA | ? | ?
TAN102 | 367.39 | 9.46 | LK | 3" X 1" TANK REDUCER BUSHING |  |  |  |  | TANK REDUCER BUSHINGS | P | 34.18 | 41.02 | 34.18 | 34.18 | 36.91 | 36.91 | EA | TAN102 | XLK196
TAN102 | 367.39 | 9.46 | LK | 3" X 1" TANK REDUCER BUSHING |  |  |  |  | TANK REDUCER BUSHINGS | P | 34.18 | 41.02 | 34.18 | 34.18 | 36.91 | 36.91 | EA | TAN102 | XLK617
PLU100 | 0 | 12.1688 | LK | 15 AMP 277V T/L MALE PLUG |  |  |  |  | EXTENSION CORD PLUGS | P | 32.4 | 38.88 | 32.4 | 32.4 | 34.18 | 34.18 | EA | PLU100 | XKJ199
PLU100 | 0 | 12.1688 | LK | 15 AMP 277V T/L MALE PLUG |  |  |  |  | EXTENSION CORD PLUGS | P | 32.4 | 38.88 | 32.4 | 32.4 | 34.18 | 34.18 | EA | PLU100 | XLK189
LAM242 | 0 | 5 | LK | 48" T5 HIGH OUTPUT FLOURESCENT | LAMP |  |  | F54T5/841/HO | LAMPS | P | 4.37 | 5.24 | 3.8 | 3.42 | 14.85 | 14.58 | EA | LAM242 | EIKO F54T5/HO/841
LAM242 | 0 | 5 | LK | 48" T5 HIGH OUTPUT FLOURESCENT | LAMP |  |  | F54T5/841/HO | LAMPS | P | 4.37 | 5.24 | 3.8 | 3.42 | 14.85 | 14.58 | EA | LAM242 | HOWARD F54T5/841/HO
LAM242 | 0 | 5 | LK | 48" T5 HIGH OUTPUT FLOURESCENT | LAMP |  |  | F54T5/841/HO | LAMPS | P | 4.37 | 5.24 | 3.8 | 3.42 | 14.85 | 14.58 | EA | LAM242 | XLK190
XLK192 | 0 | 1.8 | LK | 1/4"X 1" BOLT, NUT, LW | [5 empty] | L | 0 | 0 | 0 | 0 | 0 | 0 | EA | ? | ?
XLK195 | 0 | 0 | LK | 3/4" PIPE CLAMP | [5 empty] | P | 0 | 0 | 0 | 0 | 0.54 | 0 | EA | ? | ?
LIG460 | 0 | 231.2232 | LK | LED HIGH BAY FIXTURE |  |  |  |  | LIGHT FIXTURES | P | 1017.9 | 1221.48 | 1017.9 | 916.11 | 583.2 | 583.2 | EA | LIG460 | LIG482
LIG460 | 0 | 231.2232 | LK | LED HIGH BAY FIXTURE |  |  |  |  | LIGHT FIXTURES | P | 1017.9 | 1221.48 | 1017.9 | 916.11 | 583.2 | 583.2 | EA | LIG460 | XLK197
CRSS108 | 0 | 14.09 | LK | EXP PRF TEK POUR |  |  |  |  | CHICO AND FIBER | P | 22.35 | 26.82 | 22.35 | 22.35 | 24.14 | 23.69 | EA | CRSS108 | XLK200
SCR517 | 0 | 0.1471 | LK | 1 1/2" TEK SCREW |  |  |  |  | (PANHEAD, SELF-DRILLING, OR SELF-TAPPING) | P | 0.65 | 0.78 | 0.65 | 0.65 | 0.7 | 0.7 | EA | SCR517 | XLK202
XLK203 | 0 | 0 | LK | PABSV18XE BUTT SPLICE | [5 empty] | P | 0 | 0 | 0 | 0 | 0.32 | 0 | EA | ? | ?
XLK204 | 0 | 0 | LK | PADV10250E FEM DISCONNECT | [5 empty] | P | 0 | 0 | 0 | 0 | 0.49 | 0 | EA | ? | ?
XLK205 | 0 | 2.684 | LK | 6/3 SO RUBBER CORD | [5 empty] | P | 0 | 0 | 0 | 0 | 5.08 | 0 | EA | ? | ?
XLK206 | 0 | 375 | LK | 4' X 6' STEEL PANEL BOARD | [5 empty] | P | 0 | 0 | 0 | 0 | 729 | 0 | EA | ? | ?
XLK207 | 0 | 0 | LK | ROMEX STAPLES | [5 empty] | P | 3.28 | 3.65 | 3.28 | 2.97 | 0.11 | 0 | EA | ? | ?
XLK208 | 0 | 0 | LK | 3/8" X 1" BOLT, NUT, LW | [5 empty] | P | 0 | 0 | 0 | 0 | 0 | 0 | EA | ? | ?
XLK209 | 0 | 11.63 | LK | PADDLE FAN SPEED CONTROL | [5 empty] | P | 0 | 0 | 0 | 0 | 22.56 | 18.65 | EA | ? | ?
XLK214 | 0 | 0 | LK | 12 SF2 HIGH TEMP WIRE | [5 empty] | P | 0 | 0 | 0 | 0 | 0.76 | 0 | EA | ? | ?
FLO110 | 0 | 854 | LK | 3' FIBERGLASS FLOAT |  |  |  |  | FLOATS AND FLOAT SWITCH | P | 1537 | 1844.4 | 1537 | 1537 | 1659.96 | 1629.22 | EA | FLO110 | XLK216
XLK220 | 0 | 2.11 | LK | 3/8" CEMENT ANCHOR | [5 empty] | P | 0 | 0 | 0 | 0 | 4.1 | 0 | EA | ? | ?
XLK222 | 0 | 0.7361 | LK | 4-4-4 DIESEL LOCOMOTIVE CABLE | [5 empty] | P | 0 | 0 | 0 | 0 | 21.87 | 0 | EA | ? | ?
PAN198 | 0 | 486.11 | LK | 4' X 10' STEEL PANEL BOARD |  |  |  |  | PANEL BOARD | P | 875 | 1050 | 875 | 875 | 945 | 945 | EA | PAN198 | XLK224
TRC452 | 0 | 79.24 | LK | .075 VA TRANSFORMER |  |  |  |  | 480-110 V CONTROL TRANSFS | P | 116.8 | 140.16 | 93.44 | 65.28 | 243 | 243 | EA | TRC452 | TR452
TRC452 | 0 | 79.24 | LK | .075 VA TRANSFORMER |  |  |  |  | 480-110 V CONTROL TRANSFS | P | 116.8 | 140.16 | 93.44 | 65.28 | 243 | 243 | EA | TRC452 | XLK226
PER617 | 0 | 0.001 | LK | MONTHLY SERVICE CHARGE | [5 empty] | P | 0 | 0 | 0 | 0 | 200 | 216 | EA | PER617 | XLK228
XLK230 | 0 | 0 | LK | 3/8" MC DOUBLE CONNECTOR | [5 empty] | P | 0 | 0 | 0 | 0 | 2.61 | 0 | EA | ? | ?
HET159 | 0 | 1219.035 | LK | 12 KW WP IMMERSION HEATER |  |  |  |  | HEATERS | P | 2050 | 2460 | 2050 | 2050 | 2214 | 2214 | EA | HET159 | XLK232
CLC312 | 0 | 1.6495 | LK | 1/4" BEAM CLAMP |  |  |  | BH500 APPLETON | CONDUIT CLAMPS | P | 10.09 | 12.11 | 10.09 | 10.09 | 2.97 | 2.86 | EA | CLC312 | APPLETON BH500
CLC312 | 0 | 1.6495 | LK | 1/4" BEAM CLAMP |  |  |  | BH500 APPLETON | CONDUIT CLAMPS | P | 10.09 | 12.11 | 10.09 | 10.09 | 2.97 | 2.86 | EA | CLC312 | BLINE B444-1/4
CLC312 | 0 | 1.6495 | LK | 1/4" BEAM CLAMP |  |  |  | BH500 APPLETON | CONDUIT CLAMPS | P | 10.09 | 12.11 | 10.09 | 10.09 | 2.97 | 2.86 | EA | CLC312 | BRIDGEPORT 951
CLC312 | 0 | 1.6495 | LK | 1/4" BEAM CLAMP |  |  |  | BH500 APPLETON | CONDUIT CLAMPS | P | 10.09 | 12.11 | 10.09 | 10.09 | 2.97 | 2.86 | EA | CLC312 | CROUSE HINDS 529
CLC312 | 0 | 1.6495 | LK | 1/4" BEAM CLAMP |  |  |  | BH500 APPLETON | CONDUIT CLAMPS | P | 10.09 | 12.11 | 10.09 | 10.09 | 2.97 | 2.86 | EA | CLC312 | CROUSE HINDS 531
CLC312 | 0 | 1.6495 | LK | 1/4" BEAM CLAMP |  |  |  | BH500 APPLETON | CONDUIT CLAMPS | P | 10.09 | 12.11 | 10.09 | 10.09 | 2.97 | 2.86 | EA | CLC312 | DOTTIE BK14
CLC312 | 0 | 1.6495 | LK | 1/4" BEAM CLAMP |  |  |  | BH500 APPLETON | CONDUIT CLAMPS | P | 10.09 | 12.11 | 10.09 | 10.09 | 2.97 | 2.86 | EA | CLC312 | OZ GEDNEY IS-500
CLC312 | 0 | 1.6495 | LK | 1/4" BEAM CLAMP |  |  |  | BH500 APPLETON | CONDUIT CLAMPS | P | 10.09 | 12.11 | 10.09 | 10.09 | 2.97 | 2.86 | EA | CLC312 | POWER STRUT PS85-1/4-EG+
CLC312 | 0 | 1.6495 | LK | 1/4" BEAM CLAMP |  |  |  | BH500 APPLETON | CONDUIT CLAMPS | P | 10.09 | 12.11 | 10.09 | 10.09 | 2.97 | 2.86 | EA | CLC312 | RACO 2524
CLC312 | 0 | 1.6495 | LK | 1/4" BEAM CLAMP |  |  |  | BH500 APPLETON | CONDUIT CLAMPS | P | 10.09 | 12.11 | 10.09 | 10.09 | 2.97 | 2.86 | EA | CLC312 | STEEL CITY 500-SC
CLC312 | 0 | 1.6495 | LK | 1/4" BEAM CLAMP |  |  |  | BH500 APPLETON | CONDUIT CLAMPS | P | 10.09 | 12.11 | 10.09 | 10.09 | 2.97 | 2.86 | EA | CLC312 | UNISTRUT P2894-25EG
CLC312 | 0 | 1.6495 | LK | 1/4" BEAM CLAMP |  |  |  | BH500 APPLETON | CONDUIT CLAMPS | P | 10.09 | 12.11 | 10.09 | 10.09 | 2.97 | 2.86 | EA | CLC312 | XLK233
CLC312 | 0 | 1.6495 | LK | 1/4" BEAM CLAMP |  |  |  | BH500 APPLETON | CONDUIT CLAMPS | P | 10.09 | 12.11 | 10.09 | 10.09 | 2.97 | 2.86 | EA | CLC312 | XLK524
XLK234 | 0 | 0 | LK | EH10802 FUSED KIT | [5 empty] | P | 0 | 0 | 0 | 0 | 24.3 | 0 | EA | ? | ?
XLK235 | 0 | 0 | LK | 16/12 TEK CABLE | [5 empty] | P | 0 | 0 | 0 | 0 | 9.88 | 0 | EA | ? | ?
WIO107 | 0 | 1.2457 | LK | 14/4 SO RUBBER CORD | [5 empty] | P | 2 | 2.4 | 1.82 | 1.82 | 1.62 | 1.62 | EA | WIO107 | XLK236
BOX180 | 0 | 4.78 | LK | 4-11/16" SQUARE BOX |  |  |  | STL CTY 72171-1/2&3/4E |  | P | 3.72 | 4.46 | 3.1 | 3.35 | 6.3 | 8.66 | EA | BOX180 | KINDORF 72171-1/2&3/4E
BOX180 | 0 | 4.78 | LK | 4-11/16" SQUARE BOX |  |  |  | STL CTY 72171-1/2&3/4E |  | P | 3.72 | 4.46 | 3.1 | 3.35 | 6.3 | 8.66 | EA | BOX180 | STEEL CITY 72171-1/2&3/4E
BOX180 | 0 | 4.78 | LK | 4-11/16" SQUARE BOX |  |  |  | STL CTY 72171-1/2&3/4E |  | P | 3.72 | 4.46 | 3.1 | 3.35 | 6.3 | 8.66 | EA | BOX180 | XLK237
XLK239 | 0 | 0.5888 | LK | FORK | [5 empty] | P | 0 | 0 | 0 | 0 | 1.2 | 0.89 | EA | ? | ?
XLK240 | 0 | 0 | LK | SIZE 1 480 VOLT COIL | [5 empty] | P | 0 | 0 | 0 | 0 | 164.62 | 0 | EA | ? | ?
XLK241 | 0 | 0.2663 | LK | 3" TEK SCREW | [5 empty] | P | 0 | 0 | 0 | 0 | 0.62 | 0 | EA | ? | ?
XLK244 | 0 | 0.1607 | LK | 3/4" TEK SCREW | [5 empty] | P | 0 | 0 | 0 | 0 | 0.26 | 0 | EA | ? | ?
POS504 | 0 | 12.915 | LK | 4" X 4" X 8' WOOD POST |  |  |  |  | WOOD POSTS | P | 28 | 33.6 | 28 | 28 | 30.24 | 29.68 | EA | POS504 | XLK246
PLU414 | 22.49 | 26.7706 | LK | 15A 125V 2P3W WP FEMALE CORD | CONNECTOR STR BLADE |  |  | WOD 15W47 ERIC 1610CW6P | EXTENSION CORD PLUGS | P | 36.25 | 43.5 | 31.57 | 28.41 | 44.33 | 44.33 | EA | PLU414 | ERIC 1610CW6P
PLU414 | 22.49 | 26.7706 | LK | 15A 125V 2P3W WP FEMALE CORD | CONNECTOR STR BLADE |  |  | WOD 15W47 ERIC 1610CW6P | EXTENSION CORD PLUGS | P | 36.25 | 43.5 | 31.57 | 28.41 | 44.33 | 44.33 | EA | PLU414 | L5-15
PLU414 | 22.49 | 26.7706 | LK | 15A 125V 2P3W WP FEMALE CORD | CONNECTOR STR BLADE |  |  | WOD 15W47 ERIC 1610CW6P | EXTENSION CORD PLUGS | P | 36.25 | 43.5 | 31.57 | 28.41 | 44.33 | 44.33 | EA | PLU414 | LEV 15W47
PLU414 | 22.49 | 26.7706 | LK | 15A 125V 2P3W WP FEMALE CORD | CONNECTOR STR BLADE |  |  | WOD 15W47 ERIC 1610CW6P | EXTENSION CORD PLUGS | P | 36.25 | 43.5 | 31.57 | 28.41 | 44.33 | 44.33 | EA | PLU414 | WOOD 15W47
PLU414 | 22.49 | 26.7706 | LK | 15A 125V 2P3W WP FEMALE CORD | CONNECTOR STR BLADE |  |  | WOD 15W47 ERIC 1610CW6P | EXTENSION CORD PLUGS | P | 36.25 | 43.5 | 31.57 | 28.41 | 44.33 | 44.33 | EA | PLU414 | XLK247
ANG100 | 0 | 2.5 | LK | 2" X 2" X 1/4" ANGLE IRON |  |  |  |  | ANGLE IRON | P | 5.59 | 6.71 | 4.86 | 4.38 | 4.73 | 5.59 | EA | ANG100 | XLK248
BOX098 | 0 | 1.658 | LK | 4" SQUARE BOX WITH BRACKET | DEEP |  |  | 52171V1234 STEEL CITY | BOXES | P | 7.18 | 8.61 | 6.24 | 5.62 | 6.07 | 7.18 | EA | BOX098 | SQ
BOX098 | 0 | 1.658 | LK | 4" SQUARE BOX WITH BRACKET | DEEP |  |  | 52171V1234 STEEL CITY | BOXES | P | 7.18 | 8.61 | 6.24 | 5.62 | 6.07 | 7.18 | EA | BOX098 | XLK249
XLK252 | 4.03 | 4.8362 | LK | 6' 16/3 POWER CORD | [5 empty] | P | 0 | 0 | 0 | 0 | 7.83 | 0 | EA | ? | ?
LIGA100 | 48.02 | 52.2 | LK | INDICATOR LIGHT RED 120V |  |  | NEWARK 93F3572 | 800TQ24 | PANEL LIGHTS | P | 0 | 0 | 0 | 0 | 93.37 | 93.36 | EA | LIGA100 | LIG428
LIGA100 | 48.02 | 52.2 | LK | INDICATOR LIGHT RED 120V |  |  | NEWARK 93F3572 | 800TQ24 | PANEL LIGHTS | P | 0 | 0 | 0 | 0 | 93.37 | 93.36 | EA | LIGA100 | PAC1004
LIGA100 | 48.02 | 52.2 | LK | INDICATOR LIGHT RED 120V |  |  | NEWARK 93F3572 | 800TQ24 | PANEL LIGHTS | P | 0 | 0 | 0 | 0 | 93.37 | 93.36 | EA | LIGA100 | XLK253
COF304 | 0 | 0.46 | LK | 1/2" STEEL FLEX |  |  |  |  | STEEL FLEX CONDUIT | P | 0 | 0 | 0 | 0 | 0.9 | 0.9 | EA | COF304 | XLK256
XLK258 | 0 | 0 | LK | RMC10321 COMBO-SCREW | [5 empty] | P | 0 | 0 | 0 | 0 | 0.05 | 0 | EA | ? | ?
XLK260 | 0 | 220.6 | LK | RMC1412 COMBO-SCREW | [5 empty] | P | 0 | 0 | 0 | 0 | 0.05 | 0 | EA | ? | ?
XLK261 | 0.02 | 0.0567 | LK | TEKW812 WAFER SCREW | [5 empty] | P | 0 | 0 | 0 | 0 | 0.12 | 0 | EA | ? | ?
XLK262 | 0 | 0.18 | LK | WOOD SCREW | [5 empty] | P | 0 | 0 | 0 | 0 | 0.36 | 0 | EA | ? | ?
XLK263 | 0 | 0 | LK | TY524MX TYWRAP | [5 empty] | P | 0 | 0 | 0 | 0 | 0.22 | 0 | EA | ? | ?
XLK264 | 0 | 1.5015 | LK | UNISTRUT | [5 empty] | P | 0 | 0 | 0 | 0 | 3.02 | 0 | EA | ? | ?
XLK265 | 0 | 0 | LK | CD19209J SCREW | [5 empty] | P | 0 | 0 | 0 | 0 | 0.11 | 0 | EA | ? | ?
XLK266 | 0 | 0 | LK | COPPER SPLICE CAP | [5 empty] | P | 0 | 0 | 0 | 0 | 0.17 | 0 | EA | ? | ?
XLK267 | 0 | 3.3222 | LK | 4" SQ BOX FOR METAL STUD | [5 empty] | P | 0 | 0 | 0 | 0 | 4.05 | 0 | EA | ? | ?
XLK268 | 0 | 0 | LK | CD14821J SCREW | [5 empty] | P | 0 | 0 | 0 | 0 | 0.09 | 0 | EA | ? | ?
XLK269 | 0 | 0 | LK | BT1M-C TYWRAP | [5 empty] | P | 0 | 0 | 0 | 0 | 0.16 | 0 | EA | ? | ?
XLK270 | 0 | 0 | LK | CD26809J SCREW | [5 empty] | P | 0 | 0 | 0 | 0 | 0.11 | 0 | EA | ? | ?
XLK272 | 0 | 0 | LK | CD14817J SCREW | [5 empty] | P | 0 | 0 | 0 | 0 | 0.08 | 0 | EA | ? | ?
XLK273 | 0 | 153.22 | LK | EMT 50 1/2" NM TERMINATOR | [5 empty] | P | 0 | 0 | 0 | 0 | 0.06 | 0 | EA | ? | ?
XLK274 | 0 | 331.72 | LK | ABM100-A-C CABLE TIE MOUNT | [5 empty] | P | 0 | 0 | 0 | 0 | 0.97 | 0 | EA | ? | ?
BOL130 | 0 | 0.19 | LK | 5/16" X 1" COURSE THREAD | HEX-HEAD BOLT |  |  |  | COURSE THREAD BOLTS | P | 0.22 | 0.26 | 0.22 | 0.22 | 0.38 | 0.41 | EA | BOL130 | XLK276
BOL130 | 0 | 0.19 | LK | 5/16" X 1" COURSE THREAD | HEX-HEAD BOLT |  |  |  | COURSE THREAD BOLTS | P | 0.22 | 0.26 | 0.22 | 0.22 | 0.38 | 0.41 | EA | BOL130 | XLK697
BOL130 | 0 | 0.19 | LK | 5/16" X 1" COURSE THREAD | HEX-HEAD BOLT |  |  |  | COURSE THREAD BOLTS | P | 0.22 | 0.26 | 0.22 | 0.22 | 0.38 | 0.41 | EA | BOL130 | XMBO118
XLK277 | 0 | 0 | LK | 3/8" X 1-1/2" BOLT | [5 empty] | P | 0 | 0 | 0 | 0 | 0.19 | 0 | EA | ? | ?
XLK278 | 0 | 0 | LK | 3/8" X 2-1/2" BOLT | [5 empty] | P | 0 | 0 | 0 | 0 | 0.29 | 0 | EA | ? | ?
XLK279 | 0 | 0 | LK | 3105A BELDON CABLE | [5 empty] | P | 0 | 0 | 0 | 0 | 2.43 | 0 | EA | ? | ?
XLK280 | 0 | 0 | LK | 12# HIGH TEMP WIRE | [5 empty] | P | 0 | 0 | 0 | 0 | 0.81 | 0 | EA | ? | ?
XLK282 | 0 | 0 | LK | 1/4"" DROP IN ANCHOR | [5 empty] | P | 0 | 0 | 0 | 0 | 0.15 | 0 | EA | ? | ?
SCS164 | 0 | 0.2474 | LK | #12" X 1" ZINC G.P. MTL SCRW | PANHEAD/HEX HEAD SELF-DRILL |  | (100/box)(99/lb) | BSE DOTT HWSMS 121 | (PANHEAD, SELF-DRILLING, OR SELF-TAPPING) | P | 0.5 | 0.6 | 0.5 | 0.5 | 0.54 | 0.53 | EA | SCS164 | QAC2202
SCS164 | 0 | 0.2474 | LK | #12" X 1" ZINC G.P. MTL SCRW | PANHEAD/HEX HEAD SELF-DRILL |  | (100/box)(99/lb) | BSE DOTT HWSMS 121 | (PANHEAD, SELF-DRILLING, OR SELF-TAPPING) | P | 0.5 | 0.6 | 0.5 | 0.5 | 0.54 | 0.53 | EA | SCS164 | QAC3212
SCS164 | 0 | 0.2474 | LK | #12" X 1" ZINC G.P. MTL SCRW | PANHEAD/HEX HEAD SELF-DRILL |  | (100/box)(99/lb) | BSE DOTT HWSMS 121 | (PANHEAD, SELF-DRILLING, OR SELF-TAPPING) | P | 0.5 | 0.6 | 0.5 | 0.5 | 0.54 | 0.53 | EA | SCS164 | XLK283
SCS164 | 0 | 0.2474 | LK | #12" X 1" ZINC G.P. MTL SCRW | PANHEAD/HEX HEAD SELF-DRILL |  | (100/box)(99/lb) | BSE DOTT HWSMS 121 | (PANHEAD, SELF-DRILLING, OR SELF-TAPPING) | P | 0.5 | 0.6 | 0.5 | 0.5 | 0.54 | 0.53 | EA | SCS164 | XLK285
SCS166 | 0 | 0.2712 | LK | #12 X 1 1/4" ZINC GP MTL SCRW | PANHEAD/HEX HEAD SELF-DRILL |  |  | BM 12-24X1-1/4 (79/lb) | (PANHEAD, SELF-DRILLING, OR SELF-TAPPING) | P | 0.58 | 0.7 | 0.58 | 0.58 | 0.63 | 0.66 | EA | SCS166 | QAC2203
SCS166 | 0 | 0.2712 | LK | #12 X 1 1/4" ZINC GP MTL SCRW | PANHEAD/HEX HEAD SELF-DRILL |  |  | BM 12-24X1-1/4 (79/lb) | (PANHEAD, SELF-DRILLING, OR SELF-TAPPING) | P | 0.58 | 0.7 | 0.58 | 0.58 | 0.63 | 0.66 | EA | SCS166 | XLK284
SCS166 | 0 | 0.2712 | LK | #12 X 1 1/4" ZINC GP MTL SCRW | PANHEAD/HEX HEAD SELF-DRILL |  |  | BM 12-24X1-1/4 (79/lb) | (PANHEAD, SELF-DRILLING, OR SELF-TAPPING) | P | 0.58 | 0.7 | 0.58 | 0.58 | 0.63 | 0.66 | EA | SCS166 | XLK286
XLK287 | 0 | 228.03 | LK | 6 LAMP FIXTURE & LAMP | [5 empty] | P | 0 | 0 | 0 | 0 | 247.09 | 0 | EA | ? | ?
SCR806 | 0 | 0.2578 | LK | DECK SCREW 10X3 1/2 STAR DRIVE |  |  |  | RUN 47861 (5/box)(65/lb) | WOOD SCREWS | P | 0.72 | 0.86 | 0.72 | 0.72 | 0.78 | 0.78 | EA | SCR806 | QAC4150
SCR806 | 0 | 0.2578 | LK | DECK SCREW 10X3 1/2 STAR DRIVE |  |  |  | RUN 47861 (5/box)(65/lb) | WOOD SCREWS | P | 0.72 | 0.86 | 0.72 | 0.72 | 0.78 | 0.78 | EA | SCR806 | XLK291
XLK292 | 181.69 | 181.69 | LK | INTRINSICALLY SAFE CARD | [5 empty] | P | 0 | 0 | 0 | 0 | 353.2 | 0 | EA | ? | ?
XLK294 | 0 | 37.33 | LK | 1-20 AMP GFI BOX | [5 empty] | P | 0 | 0 | 0 | 0 | 71.9 | 0 | EA | ? | ?
POS506 | 0 | 82.7343 | LK | 5""X 6" X 20' WOOD POST |  |  |  |  | WOOD POSTS | P | 135 | 162 | 135 | 135 | 145.8 | 145.8 | EA | POS506 | XLK296
REC200 | 0.44 | 1.0513 | LK | 15-20 AMP OUTLET |  |  |  |  | RECEPTACLES | P | 0 | 0 | 0 | 0 | 3.24 | 3 | EA | REC200 | XLK298
REC200 | 0.44 | 1.0513 | LK | 15-20 AMP OUTLET |  |  |  |  | RECEPTACLES | P | 0 | 0 | 0 | 0 | 3.24 | 3 | EA | REC200 | XLK458
XLK300 | 0 | 0 | LK | OPL600 MURPHY P/S | [5 empty] | P | 0 | 0 | 0 | 0 | 46.38 | 0 | EA | ? | ?
POW130 | 209.55 | 211.861 | LK | 5 AMP 24VDC POWER SUPPLY |  |  |  |  | POWER SUPPLY | P | 377 | 452.4 | 377 | 377 | 407.16 | 399.62 | EA | POW130 | XLK301
XLK302 | 0 | 0 | LK | 1" SCREW | [5 empty] | P | 0 | 0 | 0 | 0 | 0 | 0 | EA | ? | ?
XLK303 | 0 | 21.13 | LK | MEDIUM HEAT SHRINK TUBING | [5 empty] | P | 0 | 0 | 0 | 0 | 38.97 | 0 | EA | ? | ?
XLK305 | 0 | 2.77 | LK | FLE26HT3/2/DV/CD GE CFL | [5 empty] | P | 0 | 0 | 0 | 0 | 86.4 | 0 | EA | ? | ?
XLK306 | 17.31 | 18.6431 | LK | SMALL GUTTER LUG & COVER | [5 empty] | P | 0 | 0 | 0 | 0 | 51.84 | 0 | EA | ? | ?
VAL438 | 0 | 513.5293 | LK | 1" 24 VDC ELECTRIC VALVE |  |  |  |  | VALVES | P | 1350 | 1620 | 1350 | 1350 | 1458 | 1458 | EA | VAL438 | XLK309
XLK310 | 0 | 0.4081 | LK | 3/8" ROMEX CONNECTOR | [5 empty] | P | 0 | 0 | 0 | 0 | 0.7 | 0 | EA | ? | ?
XLK311 | 0 | 293.6 | LK | 1 IN X 18 IN EXP PROOF FLEX | [5 empty] | P | 0 | 0 | 0 | 0 | 1134 | 0 | EA | ? | ?
XLK313 | 0 | 0 | LK | 6 LAMP T8 FIXTURE | [5 empty] | P | 0 | 0 | 0 | 0 | 221.94 | 0 | EA | ? | ?
XLK314 | 39.97 | 39.97 | LK | GRT75 | [5 empty] | P | 0 | 0 | 0 | 0 | 77.71 | 0 | EA | ? | ?
XLK315 | 0 | 0 | LK | 3/4" PVC 90' SWEEP | [5 empty] | P | 0 | 0 | 0 | 0 | 0.54 | 0 | EA | ? | ?
XLK316 | 49.55 | 59.82 | LK | 30 AMP 3 POLE CONTACTOR | [5 empty] | P | 0 | 0 | 0 | 0 | 97.2 | 0 | EA | ? | ?
XLK317 | 0 | 0.88 | LK | 1/4"" MALE ADAPTER | [5 empty] | P | 0 | 0 | 0 | 0 | 1.71 | 0 | EA | ? | ?
XLK318 | 11.8 | 14.7263 | LK | A/B OVERLOAD | [5 empty] | P | 0 | 0 | 0 | 0 | 32.67 | 0 | EA | ? | ?
XLK319 | 0 | 0 | LK | 2" SCREW | [5 empty] | P | 0 | 0 | 0 | 0 | 0.57 | 0 | EA | ? | ?
XLK321 | 0 | 0 | LK | 1" UNION | [5 empty] | P | 0 | 0 | 0 | 0 | 18.85 | 0 | EA | ? | ?
XLK324 | 181.69 | 181.69 | LK | INTRINSICALLY SAFE BARRIER |  |  |  | IDEC EB3C-R10D |  | P | 0 | 0 | 672.72 | 0 | 351 | 0 | EA | XLK324 | JAS0400
XLK325 | 0 | 0 | LK | X-LARGE TYWRAPS | [5 empty] | P | 0 | 0 | 0 | 0 | 1.03 | 0 | EA | ? | ?
XLK326 | 0 | 0 | LK | FORK TERMINAL | [5 empty] | P | 0 | 0 | 0 | 0 | 0.19 | 0 | EA | ? | ?
XLK327 | 0 | 0 | LK | 6/3 UF CABLE | [5 empty] | P | 0 | 0 | 0 | 0 | 3.78 | 0 | EA | ? | ?
VAL432 | 0 | 1025.4 | LK | 2" ELECTIRC VALVE |  |  |  |  | VALVES | P | 0 | 0 | 0 | 0 | 1743 | 1763 | EA | VAL432 | XLK328
XLK329 | 0 | 0.0254 | LK | 1/2" HANDY STRAP | [5 empty] | P | 0 | 0 | 0 | 0 | 0.14 | 0 | EA | ? | ?
PLCS307 | 0 | 1929.96 | LK | SIEMENS LR250 PROFIBUS | RADAR GAUGE |  |  |  | SIEMENS PROGRAMMABLE CONTROLS | P | 0 | 0 | 0 | 0 | 4388.04 | 4388.04 | EA | PLCS307 | XLK330
XLK333 | 0 | 0 | LK | 4" C CHANNEL IRON | [5 empty] | P | 0 | 0 | 0 | 0 | 11.46 | 0 | EA | ? | ?
XLK334 | 0 | 9.2033 | LK | BELL W/P COVER | [5 empty] | P | 0 | 0 | 0 | 0 | 15.23 | 13.54 | EA | ? | ?
XLK336 | 0 | 0 | LK | 7 BARE COPPER WIRE | [5 empty] | P | 0 | 0 | 0 | 0 | 1.3 | 0 | EA | ? | ?
XLK337 | 0 | 0 | LK | 3-1/2" DEEP 1 GANG MAS. BOX | [5 empty] | P | 0 | 0 | 0 | 0 | 3.78 | 0 | EA | ? | ?
XLK339 | 0 | 219.95 | LK | 100 AMP HOUR BATTERY | [5 empty] | P | 0 | 0 | 0 | 0 | 447.12 | 0 | EA | ? | ?
XLK344 | 0 | 0 | LK | THHN COPPER WIRE | [5 empty] | P | 0 | 0 | 0 | 0 | 0.32 | 0 | EA | ? | ?
XLK347 | 0.95 | 0.95 | LK | 1-1/2" PVC TA, LN, PB | [5 empty] | P | 0 | 0 | 0 | 0 | 1.85 | 0 | EA | ? | ?
XLK350 | 0 | 91.25 | LK | 4 LAMP FIXTURE | [5 empty] | P | 0 | 0 | 0 | 0 | 132.14 | 0 | EA | ? | ?
XLK351 | 0 | 8.5575 | LK | 15 AMP PLUG | [5 empty] | P | 0 | 0 | 0 | 0 | 15.12 | 0 | EA | ? | ?
MUR731 | 172.19 | 181.22 | LK | OPLC-A-160 PRESSURE GUAGE | 0-160PSI SURFACE MOUNT MURPHY |  |  |  | PRESSURE SWITCHES | P | 352.94 | 423.52 | 306.9 | 250.13 | 343.98 | 352.94 | EA | MUR731 | 05700678
MUR731 | 172.19 | 181.22 | LK | OPLC-A-160 PRESSURE GUAGE | 0-160PSI SURFACE MOUNT MURPHY |  |  |  | PRESSURE SWITCHES | P | 352.94 | 423.52 | 306.9 | 250.13 | 343.98 | 352.94 | EA | MUR731 | XLK352
XLK353 | 0 | 0.17 | LK | 1 HOLE 3/8" MC STRAP | [5 empty] | P | 0 | 0 | 0 | 0 | 0.32 | 0 | EA | ? | ?
XLK355 | 0 | 0 | LK | 2" RIGID SWEEP | [5 empty] | P | 0 | 0 | 0 | 0 | 27.01 | 0 | EA | ? | ?
CLA180 | 0 | 0.855 | LK | 1/8" STEEL CABLE CLAMP |  |  |  |  | CABLE CLAMP | P | 2.02 | 2.43 | 1.76 | 1.67 | 1.8 | 10.26 | EA | CLA180 | XLK356
XLK357 | 0 | 0 | LK | PAPV146FE FORK | [5 empty] | P | 0 | 0 | 0 | 0 | 0.32 | 0 | EA | ? | ?
PLCO806 | 0 | 1587.9122 | LK | WFD232R1F2252 20' LEVEL PROBE |  |  |  | WFD232R1F2252 | OLEUMTECH PROGRAMMABLE CONTROLS | P | 2587 | 3104.4 | 2587 | 2587 | 2808 | 2808 | EA | PLCO806 | XLK358
XLK359 | 0 | 0 | LK | FO32/850/ECO LAMP | [5 empty] | P | 0 | 0 | 0 | 0 | 5.45 | 0 | EA | ? | ?
MOTW826 | 0 | 2700 | LK | WORLDWIDE 75 HP 1200 | RPM, NEMA D, 444T FRAME, TEFC |  |  |  | WORLDWIDE NEMA D MOTORS | P | 5528.37 | 8292.55 | 5528.37 | 5251.95 | 3500 | 5256.88 | EA | MOTW826 | XLK360
XLK361 | 0 | 0 | LK | 2534 3/4" CORD CONNECTOR | [5 empty] | P | 0 | 0 | 0 | 0 | 7.78 | 0 | EA | ? | ?
MEM100 | 0 | 13.33 | LK | 2GB USB MEMORY CARD |  |  |  |  | MEMORY CARD | P | 24 | 28.8 | 24 | 24 | 25.92 | 25.44 | EA | MEM100 | XLK363
MUR704 | 22.58 | 23.9315 | LK | AM4972 .25VA 440-24V TRANSFORM | MURPHY |  |  |  | MURPHY MISCELLANEOUS | P | 37.95 | 45.54 | 33 | 21.28 | 44.55 | 43.56 | EA | MUR704 | 45700033
MUR704 | 22.58 | 23.9315 | LK | AM4972 .25VA 440-24V TRANSFORM | MURPHY |  |  |  | MURPHY MISCELLANEOUS | P | 37.95 | 45.54 | 33 | 21.28 | 44.55 | 43.56 | EA | MUR704 | MU704
MUR704 | 22.58 | 23.9315 | LK | AM4972 .25VA 440-24V TRANSFORM | MURPHY |  |  |  | MURPHY MISCELLANEOUS | P | 37.95 | 45.54 | 33 | 21.28 | 44.55 | 43.56 | EA | MUR704 | XLK365
XLK367 | 176.94 | 176.94 | LK | OPL600-OS MURPHY P/S | [5 empty] | P | 0 | 0 | 0 | 0 | 343.97 | 0 | EA | ? | ?
POS508 | 0 | 28.9683 | LK | 5"X 6" X 8' WOOD POST |  |  |  |  | WOOD POSTS | P | 71 | 85.2 | 71 | 71 | 76.68 | 76.68 | EA | POS508 | XLK370
PLCO812 | 478.8 | 478.8 | LK | DH2 WIRELESS HEAD |  |  |  |  | OLEUMTECH PROGRAMMABLE CONTROLS | P | 865 | 0 | 865 | 0 | 1020 | 934.2 | EA | PLCO812 | XLK371
VAL390 | 0 | 299.3 | LK | 24 VDC N/L SOLENOID VALVE | [5 empty] | P | 0 | 0 | 0 | 0 | 567 | 567 | EA | ? | ?
XLK375 | 0 | 0 | LK | 4" WALL CAP | [5 empty] | P | 0 | 0 | 0 | 0 | 1.45 | 0 | EA | ? | ?
XLK376 | 11.6268 | 11.6268 | LK | 1/2" X 8' GROUND ROD | 128CGR 611380 |  |  |  |  | P | 0 | 0 | 0 | 0 | 17.74 | 0 | EA | ? | ?
XLK377 | 0 | 6.13 | LK | 4-11/16" RAISED COVER | [5 empty] | P | 0 | 0 | 0 | 0 | 11.05 | 0 | EA | ? | ?
XLK378 | 0 | 291.5 | LK | 200 WATT EXP PRF LIGHT | [5 empty] | P | 0 | 0 | 0 | 0 | 567 | 0 | EA | ? | ?
XLK379 | 0 | 0 | LK | F40CW LAMP | [5 empty] | P | 0 | 0 | 0 | 0 | 2.52 | 0 | EA | ? | ?
XLK380 | 0 | 0 | LK | GUTTER LUG & COVER | [5 empty] | P | 0 | 0 | 0 | 0 | 0 | 0 | EA | ? | ?
ANT120 | 53.4 | 59.4 | LK | SA1000 AK5 ANTENNA KIT |  |  |  |  | ANTENNAS | P | 139.53 | 167.44 | 121.33 | 109.2 | 111.62 | 147.57 | EA | ANT120 | XLK381
XLK382 | 0 | 1.67 | LK | 4" RAISED COV FOR 2 GFI OUTLE | [5 empty] | P | 0 | 0 | 0 | 0 | 3.24 | 0 | EA | ? | ?
XLK383 | 0 | 0.5991 | LK | PAP106FL FORK | [5 empty] | P | 0 | 0 | 0 | 0 | 1.23 | 0.87 | EA | ? | ?
XLK384 | 0 | 0 | LK | PAPLT1ML510 CABLE TIE | [5 empty] | P | 0 | 0 | 0 | 0 | 0.09 | 0 | EA | ? | ?
XLK385 | 0 | 0 | LK | PAPLT1ML310 CABLE TIE | [5 empty] | P | 0 | 0 | 0 | 0 | 0.09 | 0 | EA | ? | ?
XLK386 | 0 | 0 | LK | PAPLT1ML810 CABLE TIE | [5 empty] | P | 0 | 0 | 0 | 0 | 0.09 | 0 | EA | ? | ?
XLK387 | 0 | 0 | LK | PAPLT1ML62 CABLE TIE | [5 empty] | P | 0 | 0 | 0 | 0 | 0.09 | 0 | EA | ? | ?
XLK388 | 0 | 0 | LK | OZ8465 FLAT MUD RING | [5 empty] | P | 0 | 0 | 0 | 0 | 0.76 | 0 | EA | ? | ?
XLK389 | 0 | 0.25 | LK | GP650 GROUNDING PIGTAIL | [5 empty] | P | 0 | 0 | 0 | 0 | 0.49 | 0 | EA | ? | ?
CLC317 | 0 | 0 | LK | 1/2" BEAM CLAMP |  |  |  | THM 500-SC |  | P | 1.35 | 1.61 | 1.35 | 1.35 | 1.03 | 1.35 | EA | CLC317 | BAA0117
XLK391 | 0 | 0 | LK | GALLONS OF DIESEL | [5 empty] | P | 0 | 0 | 0 | 0 | 4.32 | 0 | EA | ? | ?
XLK392 | 0 | 0 | LK | ADJUSTABLE BOX HANGERS | [5 empty] | P | 0 | 0 | 0 | 0 | 4.48 | 0 | EA | ? | ?
XLK393 | 0 | 0 | LK | 3/4" STRAP | [5 empty] | P | 0 | 0 | 0 | 0 | 0.11 | 0 | EA | ? | ?
XLK394 | 0 | 0.31 | LK | 3/16" X 3" M/H TOGGLE BOLTS | [5 empty] | P | 0 | 0 | 0 | 0 | 0.59 | 0 | EA | ? | ?
XLK395 | 0 | 0.1008 | LK | 1/2" TEK SCREW | [5 empty] | P | 0 | 0 | 0 | 0 | 0.22 | 0 | EA | ? | ?
XLK396 | 0 | 0 | LK | 12/4 TEK CONNECTOR | [5 empty] | P | 0 | 0 | 0 | 0 | 5.4 | 0 | EA | ? | ?
XLK397 | 0 | 0 | LK | 1/2" STRAP | [5 empty] | P | 0 | 0 | 0 | 0 | 0.13 | 0 | EA | ? | ?
XLK398 | 0 | 14.1 | LK | M400/U LAMP | [5 empty] | P | 0 | 0 | 0 | 0 | 26.21 | 0 | EA | ? | ?
MUR734 | 172.19 | 181.22 | LK | OPLC-A-300 PRESSURE GUAGE | 0-300PSI SURFACE MOUNT MURPHY |  |  |  | PRESSURE SWITCHES | P | 352.94 | 423.52 | 306.9 | 235.63 | 343.98 | 969.23 | EA | MUR734 | 05700688
MUR734 | 172.19 | 181.22 | LK | OPLC-A-300 PRESSURE GUAGE | 0-300PSI SURFACE MOUNT MURPHY |  |  |  | PRESSURE SWITCHES | P | 352.94 | 423.52 | 306.9 | 235.63 | 343.98 | 969.23 | EA | MUR734 | JAW0010
MUR734 | 172.19 | 181.22 | LK | OPLC-A-300 PRESSURE GUAGE | 0-300PSI SURFACE MOUNT MURPHY |  |  |  | PRESSURE SWITCHES | P | 352.94 | 423.52 | 306.9 | 235.63 | 343.98 | 969.23 | EA | MUR734 | MU734
MUR734 | 172.19 | 181.22 | LK | OPLC-A-300 PRESSURE GUAGE | 0-300PSI SURFACE MOUNT MURPHY |  |  |  | PRESSURE SWITCHES | P | 352.94 | 423.52 | 306.9 | 235.63 | 343.98 | 969.23 | EA | MUR734 | XLK399
XLK400 | 0 | 0 | LK | 2/0 ALUMINUM WIRE | [5 empty] | P | 0 | 0 | 0 | 0 | 1.46 | 0 | EA | ? | ?
XLK401 | 0.448 | 0.448 | LK | 2 GANG COMB PLATE | [5 empty] | P | 0 | 0 | 0 | 0 | 1.54 | 0 | EA | ? | ?
TAH392 | 0 | 46.63 | LK | POWER AND TERMINATION KIT |  |  |  | FTC-P | SELF-LIMITING HEAT TAPE | P | 162.52 | 195.02 | 162.52 | 146.29 | 79.92 | 74 | EA | TAH392 | EL297
TAH392 | 0 | 46.63 | LK | POWER AND TERMINATION KIT |  |  |  | FTC-P | SELF-LIMITING HEAT TAPE | P | 162.52 | 195.02 | 162.52 | 146.29 | 79.92 | 74 | EA | TAH392 | XLK402
PLCO808 | 0 | 1701 | LK | WFD232R1252 25' PROBE | OLEUMTECH PROGRAMMABLE CONTRO |  |  |  | OLEUMTECH PROGRAMMABLE CONTROLS | P | 0 | 0 | 0 | 0 | 2808 | 2808 | EA | PLCO808 | XLK403
PLCO808 | 0 | 1701 | LK | WFD232R1252 25' PROBE | OLEUMTECH PROGRAMMABLE CONTRO |  |  |  | OLEUMTECH PROGRAMMABLE CONTROLS | P | 0 | 0 | 0 | 0 | 2808 | 2808 | EA | PLCO808 | XLK434
PLCO808 | 0 | 1701 | LK | WFD232R1252 25' PROBE | OLEUMTECH PROGRAMMABLE CONTRO |  |  |  | OLEUMTECH PROGRAMMABLE CONTROLS | P | 0 | 0 | 0 | 0 | 2808 | 2808 | EA | PLCO808 | XLK461
TAN098 | 0 | 27.5966 | LK | 4" X 1" TANK REDUCER |  |  |  |  | TANK REDUCER BUSHINGS | P | 42.68 | 51.22 | 42.68 | 42.68 | 46.09 | 46.09 | EA | TAN098 | XLK404
XLK405 | 82.5 | 89.59 | LK | ETHERNET SWITCH | [5 empty] | P | 0 | 0 | 0 | 0 | 160.38 | 0 | EA | ? | ?
PLU416 | 16.64 | 10.36 | LK | CONN NEMA 5-20 20A 125V 2P3W |  |  |  |  | EXTENSION CORD PLUGS | P | 0 | 0 | 0 | 0 | 28.08 | 28.08 | EA | PLU416 | XLK406
XLK407 | 14.24 | 14.24 | LK | PLG 15A 125V 3W WTHR PROOF | [5 empty] | P | 0 | 0 | 0 | 0 | 21.29 | 0 | EA | ? | ?
XLK409 | 0 | 0 | LK | 2" PVC SWEEP | [5 empty] | P | 0 | 0 | 0 | 0 | 3.12 | 0 | EA | ? | ?
BOL126 | 0 | 0.86 | LK | 1/4" X 2" COURSE THREAD | HEX-HEAD BOLT |  |  |  | COURSE THREAD BOLTS | P | 0.22 | 0.26 | 0.22 | 0.22 | 1.67 | 1.72 | EA | BOL126 | XLK410
XLK411 | 0 | 1.39 | LK | 15 AMP 3 WAY SWITCH | [5 empty] | P | 0 | 0 | 0 | 0 | 2.7 | 0 | EA | ? | ?
XLK412 | 0 | 0 | LK | 1/4" TWIRL NUT & BOLT | [5 empty] | P | 0 | 0 | 0 | 0 | 2.04 | 0 | EA | ? | ?
XLK413 | 0 | 0 | LK | 4" FLEX HOSE | [5 empty] | P | 0 | 0 | 0 | 0 | 0.44 | 0 | EA | ? | ?
XLK414 | 17.46 | 17.46 | LK | 24 VAC CUBE RELAY & BASE | [5 empty] | P | 0 | 0 | 0 | 0 | 33.94 | 0 | EA | ? | ?
XLK416 | 0 | 2.155 | LK | 3/4" STEEL FLEX CONNECTOR | [5 empty] | P | 0 | 0 | 0 | 0 | 4.2 | 0 | EA | ? | ?
HET168 | 0 | 1140.95 | LK | HEATER EXPL./PRF 3600W 480V |  |  |  | ITH FEP-3648-1RA | HEATERS | P | 1693.48 | 2032.17 | 1693.48 | 1693.48 | 2278.8 | 2278.8 | EA | HET168 | NAK0000
HET168 | 0 | 1140.95 | LK | HEATER EXPL./PRF 3600W 480V |  |  |  | ITH FEP-3648-1RA | HEATERS | P | 1693.48 | 2032.17 | 1693.48 | 1693.48 | 2278.8 | 2278.8 | EA | HET168 | XLK417
XLK418 | 0 | 292.4 | LK | 20X20X10 J-BOX & B/P | [5 empty] | P | 0 | 0 | 0 | 0 | 626.94 | 0 | EA | ? | ?
FLO112 | 0 | 500.8765 | LK | 2" S.S. FLOAT |  |  |  |  | FLOATS AND FLOAT SWITCH | P | 915 | 1098 | 915 | 915 | 988.2 | 969.9 | EA | FLO112 | XLK419
XLK420 | 0 | 97.83 | LK | 120 VOLT IGNITOR | [5 empty] | P | 0 | 0 | 0 | 0 | 190.19 | 0 | EA | ? | ?
XLK421 | 0.3 | 0.3 | LK | YELLOW ANCHOR | [5 empty] | P | 0 | 0 | 0 | 0 | 0.58 | 0 | EA | ? | ?
XLK424 | 0 | 0 | LK | FLAT WASHER | [5 empty] | P | 0 | 0 | 0 | 0 | 0.3 | 0 | EA | ? | ?
XLK425 | 0 | 0 | LK | ANGLE IRON | [5 empty] | P | 0 | 0 | 0 | 0 | 5.63 | 0 | EA | ? | ?
XLK426 | 0 | 0 | LK | 2" STEEL FLEX | [5 empty] | P | 0 | 0 | 0 | 0 | 5.13 | 0 | EA | ? | ?
XLK427 | 0 | 1777.78 | LK | 2" WINN-MARION VALVE | [5 empty] | P | 0 | 0 | 0 | 0 | 3456 | 0 | EA | ? | ?
XLK428 | 0 | 0.9493 | LK | 5/8" X 10" BOLT, NUT, SQ WASH | [5 empty] | P | 0 | 0 | 0 | 0 | 4.16 | 0 | EA | ? | ?
XLK429 | 0 | 1.665 | LK | 4" RAISED COV FOR 1 SIN. REC | [5 empty] | P | 0 | 0 | 0 | 0 | 2.7 | 0 | EA | ? | ?
XLK430 | 0 | 0 | LK | 2" LN & P/B | [5 empty] | P | 0 | 0 | 0 | 0 | 1.89 | 0 | EA | ? | ?
XLK431 | 0 | 8.6817 | LK | 1-1/4" LB BODY & COVER | [5 empty] | P | 0 | 0 | 0 | 0 | 55.09 | 0 | EA | ? | ?
XLK432 | 0 | 30.41 | LK | 100 WATT W/P FIXTURE | [5 empty] | P | 0 | 0 | 0 | 0 | 50.76 | 0 | EA | ? | ?
XLK436 | 0 | 0 | LK | PLG 1 1/2" K/O PLUG | [5 empty] | P | 0 | 0 | 0 | 0 | 0.86 | 0 | EA | ? | ?
XLK437 | 0 | 0.33 | LK | PLASTIC ROMEX CONNECTOR | [5 empty] | P | 0 | 0 | 0 | 0 | 0.65 | 0 | EA | ? | ?
MOTW612 | 0 | 4992 | LK | 75 HP WEG ELECTRIC MOTOR | [5 empty] | P | 0 | 0 | 0 | 0 | 5800 | 6356 | EA | ? | ?
XLK439 | 0 | 0 | LK | 18/3 THERMOSTAT WIRE | [5 empty] | P | 0 | 0 | 0 | 0 | 0.27 | 0 | EA | ? | ?
VAL434 | 0 | 2514.73 | LK | 2" FTC VALVE |  |  |  |  | VALVES | P | 4000 | 4800 | 4000 | 4000 | 4320 | 4320 | EA | VAL434 | XLK440
XLK441 | 0 | 32.56 | LK | 3" PVC LB BODY | [5 empty] | P | 0 | 0 | 0 | 0 | 54.62 | 48.65 | EA | ? | ?
XLK442 | 0 | 0.2016 | LK | 3/8" TEK SCREW | [5 empty] | P | 0 | 0 | 0 | 0 | 0.76 | 0 | EA | ? | ?
PIP540 | 0 | 4.0033 | LK | 1/2" TO 1/4" BLK IRON REDUCE |  |  |  |  | PIPE FITTINGS (HIGH PRESSURE) | P | 5.07 | 6.08 | 5.07 | 4.31 | 4.64 | 6.23 | EA | PIP540 | XLK443
XLK444 | 0 | 0 | LK | 1104ICX LT OILER RECESS. CANS | [5 empty] | P | 0 | 0 | 0 | 0 | 14.63 | 0 | EA | ? | ?
BOL122 | 0 | 0.69 | LK | 1/4" X 1 1/2" COURSE THREAD | HEX-HEAD BOLT |  |  |  | COURSE THREAD BOLTS | P | 0.18 | 0.22 | 0.18 | 0.16 | 1.35 | 1.45 | EA | BOL122 | BO122
BOL122 | 0 | 0.69 | LK | 1/4" X 1 1/2" COURSE THREAD | HEX-HEAD BOLT |  |  |  | COURSE THREAD BOLTS | P | 0.18 | 0.22 | 0.18 | 0.16 | 1.35 | 1.45 | EA | BOL122 | HA215
BOL122 | 0 | 0.69 | LK | 1/4" X 1 1/2" COURSE THREAD | HEX-HEAD BOLT |  |  |  | COURSE THREAD BOLTS | P | 0.18 | 0.22 | 0.18 | 0.16 | 1.35 | 1.45 | EA | BOL122 | XLK445
XLK446 | 0 | 0 | LK | 4/0 ALUMINUM WIRE | [5 empty] | P | 0 | 0 | 0 | 0 | 91.8 | 0 | EA | ? | ?
XLK447 | 0.4 | 1.876 | LK | 2 GANG SWITCH PLATE | [5 empty] | P | 0 | 0 | 0 | 0 | 3.67 | 0 | EA | ? | ?
XLK451 | 0 | 0 | LK | 1-1/4" STEEL FLEX | [5 empty] | P | 0 | 0 | 0 | 0 | 2.58 | 0 | EA | ? | ?
XLK452 | 109.34 | 67.0571 | LK | FIXTURE COMB EXIT LIGHT EMERG- | LED |  |  |  |  | P | 0 | 0 | 0 | 0 | 167.4 | 0 | EA | ? | ?
PLA193 | 2.14 | 0.48 | LK | 4" SQ 1GANG 2" DEEP MUD RING |  |  |  |  | PLATES FOR SWITCHES AND RECP. | P | 3.85 | 4.62 | 3.85 | 3.85 | 2.03 | 3.85 | EA | PLA193 | XLK453
PLA193 | 2.14 | 0.48 | LK | 4" SQ 1GANG 2" DEEP MUD RING |  |  |  |  | PLATES FOR SWITCHES AND RECP. | P | 3.85 | 4.62 | 3.85 | 3.85 | 2.03 | 3.85 | EA | PLA193 | XLK698
XLK454 | 0 | 0.1 | LK | GROUND SCREW | [5 empty] | P | 0 | 0 | 0 | 0 | 0.16 | 0 | EA | ? | ?
ALA204 | 0 | 117.06 | LK | 120V WP HORN |  |  |  | EDW 876N5 | ALARM | P | 222.72 | 267.26 | 193.67 | 174.3 | 213.84 | 226 | EA | ALA204 | EDWARDS 876-N5
ALA204 | 0 | 117.06 | LK | 120V WP HORN |  |  |  | EDW 876N5 | ALARM | P | 222.72 | 267.26 | 193.67 | 174.3 | 213.84 | 226 | EA | ALA204 | MAA0010
ALA204 | 0 | 117.06 | LK | 120V WP HORN |  |  |  | EDW 876N5 | ALARM | P | 222.72 | 267.26 | 193.67 | 174.3 | 213.84 | 226 | EA | ALA204 | XLK456
XLK457 | 0 | 5.55 | LK | 60 WATT BULB | [5 empty] | P | 0 | 0 | 0 | 0 | 5.56 | 0 | EA | ? | ?
XLK459 | 0 | 0 | LK | 3/16" X 3" TOGGLE BOLT | [5 empty] | P | 0 | 0 | 0 | 0 | 0.59 | 0 | EA | ? | ?
STI346 | 0 | 17.366 | LK | #250 MCM MECH. BUTT SPLICE |  |  |  |  | MECHANICAL BUTT SPLICE INSULATED OR NON-INSULATED | P | 0 | 0 | 0 | 0 | 20.36 | 21.65 | EA | STI346 | XLK460
STI346 | 0 | 17.366 | LK | #250 MCM MECH. BUTT SPLICE |  |  |  |  | MECHANICAL BUTT SPLICE INSULATED OR NON-INSULATED | P | 0 | 0 | 0 | 0 | 20.36 | 21.65 | EA | STI346 | XLK747
PLCO816 | 1395 | 1995 | LK | 20' OLEUM TECH 1 FLOAT KIT |  |  |  |  | OLEUMTECH PROGRAMMABLE CONTROLS | P | 2493.75 | 2992.5 | 2493.75 | 2493 | 2693.25 | 2693.25 | EA | PLCO816 | XLK461
XLK462 | 0 | 0 | LK | KLK 15 FUSE | [5 empty] | P | 0 | 0 | 0 | 0 | 16.32 | 0 | EA | ? | ?
XLK464 | 0 | 0 | LK | 4" RAISED COVER FOR 2 OUTLETS | [5 empty] | P | 0 | 0 | 0 | 0 | 2.25 | 0 | EA | ? | ?
XLK465 | 0 | 0 | LK | ANALOG WIRELESS HEAD | [5 empty] | P | 0 | 0 | 0 | 0 | 934.2 | 0 | EA | ? | ?
XLK466 | 54.44 | 47.22 | LK | EXIT LED W/EMERG MODULE RED | SGL/DBL 120/277V |  |  |  |  | P | 0 | 0 | 0 | 0 | 91.8 | 0 | EA | ? | ?
XLK471 | 0 | 1444.44 | LK | WFDR1F2252 20' PROBE | [5 empty] | P | 0 | 0 | 0 | 0 | 2808 | 0 | EA | ? | ?
XLK472 | 0 | 85.55 | LK | SIZE 1 120 VOLT COIL | [5 empty] | P | 0 | 0 | 0 | 0 | 166.32 | 0 | EA | ? | ?
PVC110 | 0 | 12.43 | LK | 2" PVC LB CONDULET |  |  |  | THM E986J | PVC LB CONDULETS | P | 15.27 | 18.32 | 15.27 | 15.27 | 16.49 | 17.52 | EA | PVC110 | BAD0604
PVC110 | 0 | 12.43 | LK | 2" PVC LB CONDULET |  |  |  | THM E986J | PVC LB CONDULETS | P | 15.27 | 18.32 | 15.27 | 15.27 | 16.49 | 17.52 | EA | PVC110 | XLK474
XLK476 | 0 | 0 | LK | 1-1/4" X 5" NIPPLE | [5 empty] | P | 0 | 0 | 0 | 0 | 5.97 | 0 | EA | ? | ?
XLK478 | 0 | 0 | LK | 1-1/4" RIGID SWEEP | [5 empty] | P | 0 | 0 | 0 | 0 | 14.94 | 0 | EA | ? | ?
VFD056 | 31 | 3280.1667 | LK | 5 HP DSG VFD |  |  |  |  | VARIABLE FREQUENCY DRIVES | P | 5850 | 7020 | 5850 | 5850 | 6377.4 | 6377.4 | EA | VFD056 | XLK482
REL359 | 97.75 | 38.15 | LK | 11 BLADE 24V DC LATCHING RELAY |  |  |  |  | BLADE TYPE RELAYS | P | 53.27 | 63.92 | 53.27 | 53.27 | 190.03 | 190.03 | EA | REL359 | XLK483
XLK484 | 0 | 7.51 | LK | 1/4" B/I TEE | [5 empty] | P | 0 | 0 | 0 | 0 | 8.65 | 6.54 | EA | ? | ?
XLK485 | 0 | 0.15 | LK | 1" PVC TA & LOCK NUT | [5 empty] | P | 0 | 0 | 0 | 0 | 0.54 | 0 | EA | ? | ?
XLK486 | 0 | 0 | LK | ILSPA250 BUTT SPLICE | [5 empty] | P | 0 | 0 | 0 | 0 | 23.06 | 0 | EA | ? | ?
CONQ795 | 0 | 52.408 | LK | 30A 3P DEF PURPOSE CONTACTOR | SQUARE D |  |  | SQ D 8910DPA33V02 |  | P | 82.5 | 99 | 75 | 75 | 96.34 | 96.34 | EA | CONQ795 | SQ D 8910DPA33V02
CONQ795 | 0 | 52.408 | LK | 30A 3P DEF PURPOSE CONTACTOR | SQUARE D |  |  | SQ D 8910DPA33V02 |  | P | 82.5 | 99 | 75 | 75 | 96.34 | 96.34 | EA | CONQ795 | XLK487
CONQ795 | 0 | 52.408 | LK | 30A 3P DEF PURPOSE CONTACTOR | SQUARE D |  |  | SQ D 8910DPA33V02 |  | P | 82.5 | 99 | 75 | 75 | 96.34 | 96.34 | EA | CONQ795 | XS011
XLK488 | 0 | 0 | LK | TRANSFORMER RENTAL | [5 empty] | P | 0 | 0 | 0 | 0 | 2190.54 | 0 | EA | ? | ?
XLK490 | 0 | 0 | LK | 7102 T/L CONNECTOR | [5 empty] | P | 0 | 0 | 0 | 0 | 18.09 | 0 | EA | ? | ?
XLK491 | 0 | 1.4118 | LK | 5/8" X 8" BOLT, NUT, SQ WASH | [5 empty] | P | 0 | 0 | 0 | 0 | 4.04 | 0 | EA | ? | ?
XLK493 | 0 | 0 | LK | 1" MINERALAC STRAP | [5 empty] | P | 0 | 0 | 0 | 0 | 0.93 | 0 | EA | ? | ?
XLK496 | 0 | 41.67 | LK | LOCATOR RENTAL | [5 empty] | P | 0 | 0 | 0 | 0 | 81 | 0 | EA | ? | ?
XLK497 | 0 | 0 | LK | 4" RAISED 2 SWITCH COVER | [5 empty] | P | 0 | 0 | 0 | 0 | 2.93 | 0 | EA | ? | ?
BOX501 | 0 | 76.91 | LK | PUSHBUTTON ENCL 2H DIECAST |  |  |  | SQ D 9001KY2/AB 800T2TZ | PUSH BUTTON, SWITCH BOXES | P | 158 | 189.6 | 158 | 158 | 140.54 | 140.54 | EA | BOX501 | ALLEN BRADLEY 800T2TZ
BOX501 | 0 | 76.91 | LK | PUSHBUTTON ENCL 2H DIECAST |  |  |  | SQ D 9001KY2/AB 800T2TZ | PUSH BUTTON, SWITCH BOXES | P | 158 | 189.6 | 158 | 158 | 140.54 | 140.54 | EA | BOX501 | SQUARE D 9001KY2
BOX501 | 0 | 76.91 | LK | PUSHBUTTON ENCL 2H DIECAST |  |  |  | SQ D 9001KY2/AB 800T2TZ | PUSH BUTTON, SWITCH BOXES | P | 158 | 189.6 | 158 | 158 | 140.54 | 140.54 | EA | BOX501 | WEATHERPROOF
BOX501 | 0 | 76.91 | LK | PUSHBUTTON ENCL 2H DIECAST |  |  |  | SQ D 9001KY2/AB 800T2TZ | PUSH BUTTON, SWITCH BOXES | P | 158 | 189.6 | 158 | 158 | 140.54 | 140.54 | EA | BOX501 | XLK498
BOX501 | 0 | 76.91 | LK | PUSHBUTTON ENCL 2H DIECAST |  |  |  | SQ D 9001KY2/AB 800T2TZ | PUSH BUTTON, SWITCH BOXES | P | 158 | 189.6 | 158 | 158 | 140.54 | 140.54 | EA | BOX501 | XLK984
XLK500 | 0 | 250.13 | LK | 350 WATT WALLPACK | [5 empty] | P | 0 | 0 | 0 | 0 | 398.24 | 0 | EA | ? | ?
XLK501 | 0 | 0 | LK | 1/2" HANDY STAPLE | [5 empty] | P | 0 | 0 | 0 | 0 | 0.11 | 0 | EA | ? | ?
PLU118 | 50 | 50 | LK | MALE SATELLITE PLUG |  |  |  |  | EXTENSION CORD PLUGS | P | 90 | 108 | 90 | 90 | 97.2 | 97.2 | EA | PLU118 | XLK502
XLK503 | 0 | 0 | LK | LOCATOR FLAG | [5 empty] | P | 0 | 0 | 0 | 0 | 2.11 | 0 | EA | ? | ?
XLK504 | 0 | 0 | LK | PVC PRIMER |  |  |  | CAR VC9902 |  | P | 0 | 0 | 0 | 0 | 0.99 | 0 | EA | ? | ?
XLK505 | 0 | 0 | LK | KLK 2 FUSE | [5 empty] | P | 0 | 0 | 0 | 0 | 14.26 | 0 | EA | ? | ?
XLK506 | 0 | 0 | LK | FP54T5HO LAMP | [5 empty] | P | 0 | 0 | 0 | 0 | 9.23 | 0 | EA | ? | ?
XLK507 | 5.01 | 6.4431 | LK | #2 MECHANICAL BUTT SPLICE | [5 empty] | P | 0 | 0 | 0 | 0 | 9.74 | 0 | EA | ? | ?
XLK508 | 0 | 0 | LK | 12/4 EXANE RUBBER CORD | [5 empty] | P | 0 | 0 | 0 | 0 | 5.4 | 0 | EA | ? | ?
XLK509 | 0 | 196.67 | LK | 12X12X6 W/P J-BOX & B/P | [5 empty] | P | 0 | 0 | 0 | 0 | 382.32 | 0 | EA | ? | ?
XLK511 | 0 | 0 | LK | 10/4 SO RUBBER | [5 empty] | P | 0 | 0 | 0 | 0 | 2.59 | 0 | EA | ? | ?
XLK512 | 0 | 0 | LK | 1-1/4" EMT 2 HOLE STRAP | [5 empty] | P | 0 | 0 | 0 | 0 | 0.49 | 0 | EA | ? | ?
XLK513 | 0 | 0 | LK | TROFFER & LAMP | [5 empty] | P | 0 | 0 | 0 | 0 | 97.2 | 0 | EA | ? | ?
XLK514 | 0 | 0 | LK | 4" SQ DEEP N/O BOX | [5 empty] | P | 0 | 0 | 0 | 0 | 3.35 | 0 | EA | ? | ?
XLK515 | 0 | 11.37 | LK | AUXILARY CONTACT BLOCK | [5 empty] | P | 0 | 0 | 0 | 0 | 51.83 | 0 | EA | ? | ?
XLK517 | 0 | 4.045 | LK | 2-1/2" PVC TA, LN, PB | [5 empty] | P | 0 | 0 | 0 | 0 | 7.13 | 0 | EA | ? | ?
PAN190 | 0 | 243 | LK | 4' X 4' STEEL PANEL BOARD |  |  |  |  | PANEL BOARD | P | 437.5 | 525 | 437.5 | 437.5 | 472.5 | 813.241 | EA | PAN190 | XLK518
XLK519 | 47.13 | 47.13 | LK | SW FLOAT WP 120V Z10100034 | [5 empty] | P | 0 | 0 | 0 | 0 | 987.77 | 0 | EA | ? | ?
XLK520 | 72.13 | 72.13 | LK | SW PUMP WP 120V Z011000064 | [5 empty] | P | 0 | 0 | 0 | 0 | 173.34 | 0 | EA | ? | ?
XLK521 | 0 | 6.67 | LK | 200 WATT R/S BULB | [5 empty] | P | 0 | 0 | 0 | 0 | 12.96 | 0 | EA | ? | ?
XLK522 | 0 | 68.31 | LK | 20 AMP EXP PRF PLUG | [5 empty] | P | 0 | 0 | 0 | 0 | 131.53 | 0 | EA | ? | ?
XLK526 | 0 | 0 | LK | 1 GANG 3 HUB W/P BOX | [5 empty] | P | 0 | 0 | 0 | 0 | 4.86 | 0 | EA | ? | ?
XLK527 | 0 | 2.2837 | LK | 1 GANG CUTIN BOX | [5 empty] | P | 0 | 0 | 0 | 0 | 5.16 | 0 | EA | ? | ?
XLK529 | 0 | 12.5667 | LK | HOUSE KNOB | [5 empty] | P | 0 | 0 | 0 | 0 | 21.71 | 0 | EA | ? | ?
XLK530 | 0 | 0 | LK | W64 OVERLOAD | [5 empty] | P | 0 | 0 | 0 | 0 | 32.67 | 0 | EA | ? | ?
XLK531 | 0 | 0 | LK | W65 OVERLOAD | [5 empty] | P | 0 | 0 | 0 | 0 | 32.67 | 0 | EA | ? | ?
XLK532 | 291.5 | 291.5 | LK | INCANDESCENT FIXTURE EXP PROOF | 150-300W A-51 3PLUG, 4HUB | APPLETON AC1575G |  |  |  | P | 0 | 0 | 0 | 0 | 682.25 | 0 | EA | ? | ?
XLK533 | 0 | 196.95 | LK | 400 WATT WALLPACK | [5 empty] | P | 0 | 0 | 0 | 0 | 416.04 | 0 | EA | ? | ?
PLX112 | 68.31 | 69.8605 | LK | ECP 2023 EXPLOSION PROOF PLUG |  |  |  |  | EXPLOSION PROOF PLUGS | P | 141.4 | 169.68 | 122.96 | 122.96 | 135 | 149.88 | EA | PLX112 | XLK534
FLX200 | 108.7 | 118.07 | LK | EXP/PRF FLEX CPLR BRZ 1/2X 12 |  |  |  | CRH ECLK112 | EXPLOSION PROOF FLEX | P | 0 | 0 | 400.08 | 0 | 211.31 | 211.31 | EA | FLX200 | BAR1112
FLX200 | 108.7 | 118.07 | LK | EXP/PRF FLEX CPLR BRZ 1/2X 12 |  |  |  | CRH ECLK112 | EXPLOSION PROOF FLEX | P | 0 | 0 | 400.08 | 0 | 211.31 | 211.31 | EA | FLX200 | XLK535
SOF148 | 47.4 | 5010.145 | LK | 75 HP DSG S/S PUMP PANEL |  |  |  |  | SOFTSTART PANELS | P | 9030 | 10836 | 9030 | 9030 | 9752.4 | 9752.4 | EA | SOF148 | XLK538
LIGA112 | 0 | 62.17 | LK | INDICATOR LIGHT GREEN 120V |  |  | NEWARK 66F5960 | 800TQ10 | PANEL LIGHTS | P | 0 | 0 | 0 | 0 | 92.42 | 92.42 | EA | LIGA112 | LIG429
LIGA112 | 0 | 62.17 | LK | INDICATOR LIGHT GREEN 120V |  |  | NEWARK 66F5960 | 800TQ10 | PANEL LIGHTS | P | 0 | 0 | 0 | 0 | 92.42 | 92.42 | EA | LIGA112 | PAC1003
LIGA112 | 0 | 62.17 | LK | INDICATOR LIGHT GREEN 120V |  |  | NEWARK 66F5960 | 800TQ10 | PANEL LIGHTS | P | 0 | 0 | 0 | 0 | 92.42 | 92.42 | EA | LIGA112 | XLK539
XLK540 | 0 | 0 | LK | F48T12CW/HO LAMP | [5 empty] | P | 0 | 0 | 0 | 0 | 14.04 | 0 | EA | ? | ?
XLK541 | 0 | 2.14 | LK | 2" PVC TA, LN | [5 empty] | P | 0 | 0 | 0 | 0 | 4.16 | 0 | EA | ? | ?
XLK542 | 0 | 0 | LK | 2" 120 VOLT ELECTRIC VALVE | [5 empty] | P | 0 | 0 | 0 | 0 | 1708.71 | 0 | EA | ? | ?
XLK543 | 0 | 0.203 | LK | 1 GANG DUPLEX PLATE | [5 empty] | P | 0 | 0 | 0 | 0 | 0.41 | 0 | EA | ? | ?
XLK544 | 0 | 0 | LK | 1-1/4" MINERALAC STRAP | [5 empty] | P | 0 | 0 | 0 | 0 | 0.71 | 0 | EA | ? | ?
XLK545 | 0 | 0 | LK | PGW35-G PARTITIONS | [5 empty] | P | 0 | 0 | 0 | 0 | 3.94 | 0 | EA | ? | ?
XLK546 | 0 | 214.94 | LK | OPL160-OS MURPHY P/S | [5 empty] | P | 0 | 0 | 0 | 0 | 343.98 | 0 | EA | ? | ?
XLK547 | 0 | 0 | LK | HIGH TEMP WIRE #12 | [5 empty] | P | 0 | 0 | 0 | 0 | 0.81 | 0 | EA | ? | ?
XLK548 | 0 | 0 | LK | ID30454 BLUE WIRE NUT | [5 empty] | P | 0 | 0 | 0 | 0 | 0.59 | 0 | EA | ? | ?
XLK549 | 0 | 2.37 | LK | IRREVERSIBLE CRIMP | [5 empty] | P | 0 | 0 | 0 | 0 | 4.23 | 0 | EA | ? | ?
XLK550 | 0 | 0 | LK | 400 WATT WALLPACK FIXTURE | [5 empty] | P | 0 | 0 | 0 | 0 | 364.61 | 0 | EA | ? | ?
XLK551 | 0.11 | 0.11 | LK | CAT 5 CABLE | [5 empty] | P | 0 | 0 | 0 | 0 | 0.22 | 0 | EA | ? | ?
XLK552 | 0 | 1.1694 | LK | 6/2 NMB COPPER WIRE | [5 empty] | P | 0 | 0 | 0 | 0 | 2.16 | 0 | EA | ? | ?
XLK553 | 0 | 93 | LK | 20' NITROGEN HOSE | [5 empty] | P | 0 | 0 | 0 | 0 | 180.79 | 0 | EA | ? | ?
XLK554 | 0 | 0.8439 | LK | 3/8" TWIRL NUT | [5 empty] | P | 0 | 0 | 0 | 0 | 3.45 | 0 | EA | ? | ?
XLK555 | 0 | 0 | LK | 3/4" HOLE STRAP | [5 empty] | P | 0 | 0 | 0 | 0 | 0.38 | 0 | EA | ? | ?
XLK556 | 0 | 0 | LK | 3/8" X 1" BOLT & TN | [5 empty] | P | 0 | 0 | 0 | 0 | 3.19 | 0 | EA | ? | ?
ENS160 | 0 | 39.0225 | LK | 10" X 8" METAL ENCLOSURE | [5 empty] | P | 143.52 | 172.22 | 119.6 | 107.64 | 189 | 189 | EA | ENS160 | EN406
ENS160 | 0 | 39.0225 | LK | 10" X 8" METAL ENCLOSURE | [5 empty] | P | 143.52 | 172.22 | 119.6 | 107.64 | 189 | 189 | EA | ENS160 | XLK557
XLK558 | 0 | 0 | LK | SHATMR30 FUSE | [5 empty] | P | 0 | 0 | 0 | 0 | 18.68 | 0 | EA | ? | ?
XLK559 | 0 | 0 | LK | SMALL BEAM CLAMP | [5 empty] | P | 0 | 0 | 0 | 0 | 4.32 | 0 | EA | ? | ?
XLK560 | 0 | 176.94 | LK | OPL300-OS MURPHY P/S | [5 empty] | P | 0 | 0 | 0 | 0 | 343.97 | 0 | EA | ? | ?
XLK561 | 6.86 | 2.01 | LK | NEUTRAL LUG KIT | [5 empty] | P | 0 | 0 | 0 | 0 | 13.34 | 0 | EA | ? | ?
XLK562 | 0 | 0 | LK | EH10802 PLUG | [5 empty] | P | 0 | 0 | 0 | 0 | 24.19 | 0 | EA | ? | ?
XLK563 | 0 | 1.125 | LK | 4" RAISED COVER | [5 empty] | P | 0 | 0 | 0 | 0 | 2.65 | 0 | EA | ? | ?
XLK564 | 0 | 1.38 | LK | DOUBLE AA BATTERY | [5 empty] | P | 0 | 0 | 0 | 0 | 2.35 | 2.43 | EA | ? | ?
XLK565 | 0 | 0 | LK | 5' CAT 5 CABLE W RJ JACK | [5 empty] | P | 0 | 0 | 0 | 0 | 13.54 | 0 | EA | ? | ?
XLK566 | 0 | 0 | LK | 3/8" X 1" BOLT, TN, LW, FW | [5 empty] | P | 0 | 0 | 0 | 0 | 5.32 | 0 | EA | ? | ?
XLK567 | 0 | 0 | LK | 2 LAMP 8' H/O FIXT & LAMP | [5 empty] | P | 0 | 0 | 0 | 0 | 134.51 | 0 | EA | ? | ?
XLK568 | 0 | 0 | LK | 2" STRAP | [5 empty] | P | 0 | 0 | 0 | 0 | 0.92 | 0 | EA | ? | ?
BOL128 | 0 | 1 | LK | 1/4" X 2 1/2" COURSE THREAD | HEX-HEAD BOLT |  |  |  | COURSE THREAD BOLTS | P | 0.35 | 0.42 | 0.35 | 0.35 | 1.94 | 2.1 | EA | BOL128 | XLK569
XLK572 | 0 | 0 | LK | 1-1/4" EMT STRAP | [5 empty] | P | 0 | 0 | 0 | 0 | 0.54 | 0 | EA | ? | ?
RES100 | 10.46 | 10.46 | LK | RESISTORS |  |  |  |  | RESISTORS | P | 0 | 0 | 0 | 0 | 20.36 | 20.36 | EA | RES100 | 220 OHM RESISTOR
RES100 | 10.46 | 10.46 | LK | RESISTORS |  |  |  |  | RESISTORS | P | 0 | 0 | 0 | 0 | 20.36 | 20.36 | EA | RES100 | TAA0001
RES100 | 10.46 | 10.46 | LK | RESISTORS |  |  |  |  | RESISTORS | P | 0 | 0 | 0 | 0 | 20.36 | 20.36 | EA | RES100 | XLK574
XLK575 | 0 | 0 | LK | 3" PVC SWEEP | [5 empty] | P | 0 | 0 | 0 | 0 | 9.42 | 0 | EA | ? | ?
XLK576 | 0 | 0 | LK | 3/4" MINERALAC STRAP | [5 empty] | P | 0 | 0 | 0 | 0 | 0.98 | 0 | EA | ? | ?
XLK577 | 0 | 0 | LK | SQD AUXILARY CONTACT | [5 empty] | P | 0 | 0 | 0 | 0 | 51.05 | 0 | EA | ? | ?
XLK579 | 0 | 4.61 | LK | GROUND BAR STRAP | [5 empty] | P | 0 | 0 | 0 | 0 | 8.65 | 0 | EA | ? | ?
XLK580 | 0 | 57.53 | LK | 50 AMP 250 VOLT PLUG | [5 empty] | P | 265 | 318 | 240.9 | 240.9 | 155 | 148.65 | EA | ? | ?
XLK582 | 0 | 0 | LK | 7101 T/L PLUG | [5 empty] | P | 0 | 0 | 0 | 0 | 18.26 | 0 | EA | ? | ?
XLK583 | 0 | 0 | LK | 400 AMP DISCONNECT | [5 empty] | P | 0 | 0 | 0 | 0 | 3140.64 | 0 | EA | ? | ?
XLK584 | 0 | 0 | LK | 3" W/P HOLE PLUG | [5 empty] | P | 0 | 0 | 0 | 0 | 42.98 | 0 | EA | ? | ?
XLK585 | 0 | 0 | LK | 3/4" HUB | [5 empty] | P | 0 | 0 | 0 | 0 | 20.97 | 0 | EA | ? | ?
BOX164 | 0 | 25.16 | LK | 2 GANG W/P BELL BOX 7 HOLE |  |  |  |  | BOXES | P | 37.78 | 45.33 | 32.85 | 32.85 | 35.48 | 40.05 | EA | BOX164 | XLK586
XLK587 | 26.59 | 16.94 | LK | 30 AMP L1430-CORD PLUG | 3-WIRE |  |  |  |  | P | 0 | 0 | 0 | 0 | 32.94 | 0 | EA | ? | ?
XLK588 | 0 | 0 | LK | 2 HOLE 1" STRAP | [5 empty] | P | 0 | 0 | 0 | 0 | 0.64 | 0 | EA | ? | ?
XLK589 | 0 | 0 | LK | May | [5 empty] | P | 0 | 0 | 0 | 0 | 163.26 | 0 | EA | ? | ?
XLK590 | 0 | 0 | LK | 1-1/2" W/P HOLE PLUG | [5 empty] | P | 0 | 0 | 0 | 0 | 24.9 | 0 | EA | ? | ?
XLK591 | 0 | 126.3971 | LK | PERCENTAGE TIMER | [5 empty] | P | 0 | 0 | 0 | 0 | 253.8 | 0 | EA | ? | ?
LIG484 | 261.73 | 221.84 | LK | RED LED BEACON |  |  |  | TOMAR 801-110 | LIGHT FIXTURES | P | 283.5 | 340.2 | 283.5 | 283.5 | 508.8 | 508.8 | EA | LIG484 | LIG480
LIG484 | 261.73 | 221.84 | LK | RED LED BEACON |  |  |  | TOMAR 801-110 | LIGHT FIXTURES | P | 283.5 | 340.2 | 283.5 | 283.5 | 508.8 | 508.8 | EA | LIG484 | MAB0000
LIG484 | 261.73 | 221.84 | LK | RED LED BEACON |  |  |  | TOMAR 801-110 | LIGHT FIXTURES | P | 283.5 | 340.2 | 283.5 | 283.5 | 508.8 | 508.8 | EA | LIG484 | XLK592
XLK593 | 0 | 21.23 | LK | 4' MED HEAT SHRINK TUBING | [5 empty] | P | 0 | 0 | 0 | 0 | 41.23 | 31.53 | EA | ? | ?
VFD410 | 5360 | 5669.03 | LK | 100 HP DSG S/S P/P |  |  |  |  | VARIABLE FREQUENCY DRIVES | P | 9648 | 11577.6 | 9648 | 9648 | 10419.84 | 10419.84 | EA | VFD410 | XLK595
PLU112 | 7.78 | 8.0298 | LK | 15 AMP MALE PLUG | WEATHERPROOF 14W47 |  |  |  | EXTENSION CORD PLUGS | P | 0 | 0 | 0 | 0 | 15.12 | 15.12 | EA | PLU112 | XLK596
XLK597 | 0 | 41.994 | LK | MVR400HORED28 LAMP | [5 empty] | P | 0 | 0 | 0 | 0 | 114.35 | 0 | EA | ? | ?
XLK598 | 0 | 1.915 | LK | U-BOLT TEST BRACKET | [5 empty] | P | 0 | 0 | 0 | 0 | 6.32 | 0 | EA | ? | ?
XLK599 | 10.53 | 10.53 | LK | 6IN TRIM FOR RECESSED LIGHT | FIXTURE |  |  |  |  | P | 0 | 0 | 0 | 0 | 704.43 | 0 | EA | ? | ?
XLK600 | 0 | 0 | LK | OZWPLG504 1/2" W/P PLUG | [5 empty] | P | 0 | 0 | 0 | 0 | 1.73 | 0 | EA | ? | ?
XLK601 | 0 | 3.7583 | LK | PLASTIC GUTTER & COVER | [5 empty] | P | 0 | 0 | 0 | 0 | 9.72 | 0 | EA | ? | ?
XLK602 | 0 | 0 | LK | PADNF14250 FEM DISCONNECT | [5 empty] | P | 0 | 0 | 0 | 0 | 0.43 | 0 | EA | ? | ?
XLK604 | 0 | 1.2 | LK | MULTI-CONDUCTOR | [5 empty] | P | 0 | 0 | 0 | 0 | 2.32 | 0 | EA | ? | ?
XLK605 | 0 | 17.93 | LK | Q 270 BREAKER | [5 empty] | P | 0 | 0 | 0 | 0 | 34.86 | 0 | EA | ? | ?
XLK606 | 0 | 0 | LK | 6-6-6-6 SER ALUMINUM WIRE | [5 empty] | P | 0 | 0 | 0 | 0 | 1.62 | 0 | EA | ? | ?
XLK607 | 0 | 0 | LK | 41084-BWB SNAP IN BLANK | [5 empty] | P | 0 | 0 | 0 | 0 | 0.22 | 0 | EA | ? | ?
XLK608 | 0 | 0 | LK | CCMR30 FUSES | [5 empty] | P | 0 | 0 | 0 | 0 | 19.44 | 0 | EA | ? | ?
LUG341 | 0 | 3.4465 | LK | 1/0 LAY-IN GROUND LUG | FOR #14-1/0 ALCU |  |  | BURNDY BGBL-1/0 |  | P | 6.16 | 7.39 | 5.36 | 4.82 | 6.53 | 6.16 | EA | LUG341 | BLACKBURN LL1014
LUG341 | 0 | 3.4465 | LK | 1/0 LAY-IN GROUND LUG | FOR #14-1/0 ALCU |  |  | BURNDY BGBL-1/0 |  | P | 6.16 | 7.39 | 5.36 | 4.82 | 6.53 | 6.16 | EA | LUG341 | BURNDY BGBL-1/0
LUG341 | 0 | 3.4465 | LK | 1/0 LAY-IN GROUND LUG | FOR #14-1/0 ALCU |  |  | BURNDY BGBL-1/0 |  | P | 6.16 | 7.39 | 5.36 | 4.82 | 6.53 | 6.16 | EA | LUG341 | ILSCO GBL-1/0
LUG341 | 0 | 3.4465 | LK | 1/0 LAY-IN GROUND LUG | FOR #14-1/0 ALCU |  |  | BURNDY BGBL-1/0 |  | P | 6.16 | 7.39 | 5.36 | 4.82 | 6.53 | 6.16 | EA | LUG341 | NSI GLA-0 (#6-1/0)
XLK611 | 0 | 0 | LK | C11K17D PIPE CLAMP | [5 empty] | P | 0 | 0 | 0 | 0 | 6.48 | 0 | EA | ? | ?
XLK612 | 0 | 0 | LK | 1C90 COPPER ELBOWS | [5 empty] | P | 0 | 0 | 0 | 0 | 5.4 | 0 | EA | ? | ?
XLK613 | 0 | 13.752 | LK | 20 AMP W/R GFI OUTLET | [5 empty] | P | 0 | 0 | 0 | 0 | 30.67 | 0 | EA | ? | ?
XLK614 | 0 | 0.83 | LK | 3/8" MC CONNECTOR | [5 empty] | P | 0 | 0 | 0 | 0 | 1.62 | 0 | EA | ? | ?
XLK615 | 0 | 187.7986 | LK | 200 AMP M/B W/P PANEL | [5 empty] | P | 0 | 0 | 0 | 0 | 270 | 0 | EA | ? | ?
XLK616 | 0 | 0.53 | LK | 3/4" PVC TA, LN, PB | [5 empty] | P | 0 | 0 | 0 | 0 | 1.03 | 0 | EA | ? | ?
XLK619 | 59.82 | 59.82 | LK | 3 POLE 40 AMP CONTACTOR | [5 empty] | P | 0 | 0 | 0 | 0 | 116.29 | 0 | EA | ? | ?
XLK620 | 0 | 0 | LK | 3/4" ALUMINUM BOX PLUG | [5 empty] | P | 0 | 0 | 0 | 0 | 2.81 | 0 | EA | ? | ?
XLK621 | 0 | 0 | LK | 1 GANG W/P BOX | [5 empty] | P | 0 | 0 | 0 | 0 | 11.9 | 0 | EA | ? | ?
XLK623 | 0 | 0 | LK | 1/2" PLASTIC ROMEX CONNECT. | [5 empty] | P | 0 | 0 | 0 | 0 | 0.19 | 0 | EA | ? | ?
XLK624 | 0 | 0 | LK | 1/2" STAPLE | [5 empty] | P | 0 | 0 | 0 | 0 | 0.09 | 0 | EA | ? | ?
XLK625 | 0 | 0 | LK | 1/4" X 1" BOLT, TN | [5 empty] | P | 0 | 0 | 0 | 0 | 2.74 | 0 | EA | ? | ?
XLK627 | 0 | 0 | LK | 1/4" X 1-1/4" BOLTS, F/W | [5 empty] | P | 0 | 0 | 0 | 0 | 0.65 | 0 | EA | ? | ?
XLK628 | 0 | 2.846 | LK | 150 WATT BULB | [5 empty] | P | 0 | 0 | 0 | 0 | 12.26 | 0 | EA | ? | ?
XLK629 | 0 | 0 | LK | 1" PVC TA, LN, PB | [5 empty] | P | 0 | 0 | 0 | 0 | 1.38 | 0 | EA | ? | ?
BAL190 | 0 | 18.82 | LK | 4 LAMP ELECTRONIC BALLAST | [5 empty] | P | 0 | 0 | 0 | 0 | 35.61 | 37.54 | EA | ? | ?
XLK632 | 38.3 | 38.3 | LK | 15 AMP 125 VOLT OUTLET | ER2715FS10 FS ASMB |  |  |  |  | P | 0 | 0 | 0 | 0 | 75.53 | 0 | EA | ? | ?
RES120 | 0 | 9.07 | LK | RESISTORS |  |  |  |  | RESISTORS | P | 16.33 | 19.6 | 16.33 | 16.33 | 17.64 | 17.64 | EA | RES120 | XLK635
XLK636 | 0 | 4.33 | LK | 1" TO 1/4" BLK IRON REDUCER | [5 empty] | P | 0 | 0 | 0 | 0 | 8.65 | 6.54 | EA | ? | ?
TRP103 | 1246.69 | 1783.32 | LK | 15 KVA PANELTRAN |  |  |  |  | PANEL TRANS | P | 2389.13 | 2866.95 | 2389.13 | 2389.13 | 3321 | 3321 | EA | TRP103 | XLK638
XLK639 | 0 | 0 | LK | LARGE 2 HOLE LUG | [5 empty] | P | 0 | 0 | 0 | 0 | 59.4 | 0 | EA | ? | ?
XLK641 | 0 | 0 | LK | LARGE HEAT SHRINK TUBING | [5 empty] | P | 0 | 0 | 0 | 0 | 8.95 | 0 | EA | ? | ?
XLK642 | 0 | 0 | LK | KLK 20 FUSE | [5 empty] | P | 0 | 0 | 0 | 0 | 14.26 | 0 | EA | ? | ?
XLK643 | 0 | 51.34 | LK | 50 AMP WELDER OUTLET | [5 empty] | P | 0 | 0 | 0 | 0 | 28.62 | 0 | EA | ? | ?
SCS108 | 0 | 0.0425 | LK | #6 X 2" ZINC G.P. METAL SCREW | PANHEAD/HEX HEAD SELF-DRILL |  |  |  | (PANHEAD, SELF-DRILLING, OR SELF-TAPPING) | P | 0 | 0 | 0 | 0 | 0.14 | 0.14 | EA | SCS108 | XLK644
POS507 | 0 | 43.35 | LK | 5" X 6" X 10' WOOD POST |  |  |  |  | WOOD POSTS | P | 0 | 0 | 0 | 0 | 72 | 72 | EA | POS507 | XLK645
XLK646 | 0 | 0 | LK | 5/16" FLAT WASHER | [5 empty] | P | 0 | 0 | 0 | 0 | 0.35 | 0 | EA | ? | ?
XLK647 | 0 | 48.89 | LK | 2730 T/L RECEPTACLE | [5 empty] | P | 0 | 0 | 0 | 0 | 95.04 | 0 | EA | ? | ?
XLK649 | 0 | 0 | LK | 3/4" LN & PB | [5 empty] | P | 0 | 0 | 0 | 0 | 0.63 | 0 | EA | ? | ?
PLCQ705 | 0 | 45.9 | LK | 232 COMMUNICATION ADAPTER | SQUARE D |  |  | SQ DA TWDNAC232D |  | P | 0 | 0 | 0 | 0 | 85.43 | 85.43 | EA | PLCQ705 | SQUARE D TWDNAC232D
XLK652 | 0 | 0 | LK | 1" HUB | [5 empty] | P | 0 | 0 | 0 | 0 | 20.39 | 0 | EA | ? | ?
XLK655 | 0 | 0 | LK | 1" EMT STRAP | [5 empty] | P | 0 | 0 | 0 | 0 | 0.49 | 0 | EA | ? | ?
XLK656 | 0 | 4.59 | LK | 1" PLASTIC WIREWAY & COVER | [5 empty] | P | 0 | 0 | 0 | 0 | 12.26 | 0 | EA | ? | ?
XLK657 | 0 | 0 | LK | PLASTIC RACEWAY & COVER | [5 empty] | P | 0 | 0 | 0 | 0 | 0 | 0 | EA | ? | ?
PANQ552 | 0 | 768.05 | LK | SIZE 2 SQD PUMP PANEL | FUSIBLE CONTROL PANEL |  |  |  | SQUARE D CONTROL PANELS | P | 855.6 | 1026.72 | 744 | 586.7 | 1355.4 | 1356.54 | EA | PANQ552 | EL170
PANQ552 | 0 | 768.05 | LK | SIZE 2 SQD PUMP PANEL | FUSIBLE CONTROL PANEL |  |  |  | SQUARE D CONTROL PANELS | P | 855.6 | 1026.72 | 744 | 586.7 | 1355.4 | 1356.54 | EA | PANQ552 | PA552
PANQ552 | 0 | 768.05 | LK | SIZE 2 SQD PUMP PANEL | FUSIBLE CONTROL PANEL |  |  |  | SQUARE D CONTROL PANELS | P | 855.6 | 1026.72 | 744 | 586.7 | 1355.4 | 1356.54 | EA | PANQ552 | XLK658
VFD502 | 0 | 0 | LK | VFD SHUT DOWN BOX |  |  |  |  | VARIABLE FREQUENCY DRIVES | P | 2291.18 | 2749.42 | 2291.18 | 2291.18 | 2474.47 | 2474.47 | EA | VFD502 | XLK659
PLX114 | 56.37 | 75.4512 | LK | ECP 1523 PLUG |  |  |  |  | EXPLOSION PROOF PLUGS | P | 1.84 | 2.21 | 1.6 | 1.6 | 135 | 149.88 | EA | PLX114 | XLK660
BOX460 | 0 | 156.49 | LK | 50A 2P 30A 20A SPACE 1P MIDWES | RV BOX |  |  | MID U075CTL010 | MIDWEST PWR OUTLET BOXES | P | 0 | 0 | 0 | 0 | 226.8 | 268.45 | EA | BOX460 | MIDWEST U075CTL010
BOX460 | 0 | 156.49 | LK | 50A 2P 30A 20A SPACE 1P MIDWES | RV BOX |  |  | MID U075CTL010 | MIDWEST PWR OUTLET BOXES | P | 0 | 0 | 0 | 0 | 226.8 | 268.45 | EA | BOX460 | XLK661
TAN099 | 0 | 36.28 | LK | 4"X 2" TANK REDUCER BUSHING |  |  |  |  | TANK REDUCER BUSHINGS | P | 0 | 0 | 0 | 0 | 48.6 | 48.6 | EA | TAN099 | XLK662
XLK663 | 0 | 0 | LK | CH 120 BREAKER | [5 empty] | P | 0 | 0 | 0 | 0 | 14.55 | 0 | EA | ? | ?
XLK664 | 0 | 5.7832 | LK | 3/4" EMT LB BODY & COVER | [5 empty] | P | 0 | 0 | 0 | 0 | 15.66 | 0 | EA | ? | ?
XLK665 | 0 | 0 | LK | 3/4" TEE BODY & COVER | [5 empty] | P | 0 | 0 | 0 | 0 | 29.44 | 0 | EA | ? | ?
XLK666 | 0 | 0 | LK | 30 VDC PILOT LIGHT | [5 empty] | P | 0 | 0 | 0 | 0 | 93.37 | 0 | EA | ? | ?
XLK671 | 0 | 0 | LK | ILAU20 1 HOLE LUG | [5 empty] | P | 0 | 0 | 0 | 0 | 4.28 | 0 | EA | ? | ?
XLK672 | 2.39 | 2.27 | LK | 65 WATT INCAND FLOOD LAMP | 120V MED BASE |  |  |  |  | P | 0 | 0 | 0 | 0 | 4.42 | 0 | EA | ? | ?
RAD410 | 0 | 486.7133 | LK | FGR SERIAL RADIO & B/P | [5 empty] | P | 0 | 0 | 0 | 0 | 1208 | 958.17 | EA | ? | ?
FLO116 | 0 | 0 | LK | 4' FIBERGLASS FLOAT |  |  |  |  | FLOATS AND FLOAT SWITCH | P | 1356 | 1627.2 | 1356 | 1356 | 1464.48 | 1464.48 | EA | FLO116 | XLK676
XLK678 | 0 | 0 | LK | 4" GALVANIZED HANGERS | [5 empty] | P | 0 | 0 | 0 | 0 | 2.7 | 0 | EA | ? | ?
XLK679 | 0 | 0 | LK | 2 HOLE END CONN FOR STRUT | [5 empty] | P | 0 | 0 | 0 | 0 | 2 | 0 | EA | ? | ?
XLK680 | 0 | 0 | LK | 277 VOLT T/L PLUG | [5 empty] | P | 0 | 0 | 0 | 0 | 16.58 | 0 | EA | ? | ?
XLK681 | 0 | 0 | LK | 3/8" LW, NUT, FW | [5 empty] | P | 0 | 0 | 0 | 0 | 0.7 | 0 | EA | ? | ?
XLK682 | 0 | 0 | LK | 2" PVC TA, LN, P/B | [5 empty] | P | 0 | 0 | 0 | 0 | 3.51 | 0 | EA | ? | ?
XLK683 | 3.65 | 3.79 | LK | 200 WATT BULB | [5 empty] | P | 0 | 0 | 0 | 0 | 7.1 | 0 | EA | ? | ?
XLK684 | 0 | 0 | LK | 2PCP PVC COUPLING | [5 empty] | P | 0 | 0 | 0 | 0 | 0.65 | 0 | EA | ? | ?
XLK685 | 0 | 1.1341 | LK | 12/4 SO RUBBER CORD | [5 empty] | P | 0 | 0 | 0 | 0 | 1.89 | 0 | EA | ? | ?
XLK686 | 0 | 0.6114 | LK | 1/2" STEEL FLEX CONNECTOR | [5 empty] | P | 0 | 0 | 0 | 0 | 1.92 | 0 | EA | ? | ?
XLK688 | 0 | 0 | LK | TEK SCREW & FENDER WASHER | [5 empty] | P | 0 | 0 | 0 | 0 | 0.49 | 0 | EA | ? | ?
PANQ554 | 861.39 | 1163.96 | LK | SIZE 3 SQD PUMP PANEL | FUSIBLE CONTROL PANEL |  |  |  | SQUARE D CONTROL PANELS | P | 1446.93 | 1736.32 | 1258.2 | 873.53 | 1674.54 | 1765.34 | EA | PANQ554 | PA554
PANQ554 | 861.39 | 1163.96 | LK | SIZE 3 SQD PUMP PANEL | FUSIBLE CONTROL PANEL |  |  |  | SQUARE D CONTROL PANELS | P | 1446.93 | 1736.32 | 1258.2 | 873.53 | 1674.54 | 1765.34 | EA | PANQ554 | XLK689
XLK690 | 0 | 0 | LK | MARKING TAPE | [5 empty] | P | 0 | 0 | 0 | 0 | 6.64 | 0 | EA | ? | ?
PLCO810 | 479.4 | 504.9841 | LK | SM5000 HLT HEAD |  |  |  |  | OLEUMTECH PROGRAMMABLE CONTROLS | P | 862.92 | 1035.5 | 862.92 | 862.92 | 931.95 | 931.95 | EA | PLCO810 | XLK692
XLK693 | 0 | 0 | LK | C/H FILLER PLATE | [5 empty] | P | 0 | 0 | 0 | 0 | 5.02 | 0 | EA | ? | ?
XLK694 | 0 | 67.73 | LK | 56" PADDLE FAN | [5 empty] | P | 0 | 0 | 0 | 0 | 123.47 | 0 | EA | ? | ?
BLO232 | 55.22 | 23.5717 | LK | 3-HOLE MULTI TAP |  |  |  |  | DISTRIBUTION BLOCKS | P | 0 | 0 | 0 | 0 | 74.14 | 72.77 | EA | BLO232 | XLK695
BLO232 | 55.22 | 23.5717 | LK | 3-HOLE MULTI TAP |  |  |  |  | DISTRIBUTION BLOCKS | P | 0 | 0 | 0 | 0 | 74.14 | 72.77 | EA | BLO232 | XST104
BLO232 | 55.22 | 23.5717 | LK | 3-HOLE MULTI TAP |  |  |  |  | DISTRIBUTION BLOCKS | P | 0 | 0 | 0 | 0 | 74.14 | 72.77 | EA | BLO232 | ZP026
XLK696 | 0 | 34.2272 | LK | 6' NITROGEN HOSE | [5 empty] | P | 0 | 0 | 0 | 0 | 77.76 | 0 | EA | ? | ?
XLK699 | 0 | 0 | LK | 4" TEK SCREW | [5 empty] | P | 0 | 0 | 0 | 0 | 1.13 | 0 | EA | ? | ?
XLK700 | 0 | 39.72 | LK | 4' 2 LAMP STRIP FIXT. & LAMP | [5 empty] | P | 0 | 0 | 0 | 0 | 77.22 | 0 | EA | ? | ?
TIM650 | 0 | 2.85 | LK | 2X4" X 8-FT TIMBER | [5 empty] | P | 4.58 | 5.89 | 4.58 | 4.58 | 5.13 | 0 | EA | TIM650 | CITY LUMBER 2408S2
XLK704 | 0 | 0 | LK | 2" X 2" X 3/16" SQ TUBING | [5 empty] | P | 0 | 0 | 0 | 0 | 7.56 | 0 | EA | ? | ?
XLK705 | 0 | 0 | LK | 3/4" RIGID LB BODY & COVER | [5 empty] | P | 0 | 0 | 0 | 0 | 0 | 0 | EA | ? | ?
XLK706 | 0 | 0 | LK | 1/4" ALL THREAD | [5 empty] | P | 0 | 0 | 0 | 0 | 0.23 | 0 | EA | ? | ?
XLK707 | 0 | 7.9292 | LK | 1/2" EMT LB BODY & COVER | [5 empty] | P | 0 | 0 | 0 | 0 | 16.82 | 0 | EA | ? | ?
XLK708 | 0 | 305.51 | LK | IGNITOR | [5 empty] | P | 0 | 0 | 0 | 0 | 594 | 0 | EA | ? | ?
XLK709 | 10.04 | 33.45 | LK | INCANDESCENT LAMP 200W MED BAS | [5 empty] | P | 0 | 0 | 0 | 0 | 48.65 | 48.65 | EA | ? | ?
XLK710 | 0 | 0 | LK | PADDLE FAN BOX | [5 empty] | P | 0 | 0 | 0 | 0 | 12.81 | 0 | EA | ? | ?
XLK711 | 0 | 0 | LK | SQD HUB | [5 empty] | P | 0 | 0 | 0 | 0 | 21.71 | 0 | EA | ? | ?
SPR295 | 0 | 3.3127 | LK | MARKING PAINT | [5 empty] | P | 0 | 0 | 0 | 0 | 6.26 | 6.26 | EA | ? | ?
XLK713 | 0 | 333 | LK | RADIO INSTALLATION FEE | [5 empty] | P | 0 | 0 | 0 | 0 | 600 | 0 | EA | ? | ?
XLK714 | 0 | 0 | LK | 41080-4IP WALL PLATE | [5 empty] | P | 0 | 0 | 0 | 0 | 1.89 | 0 | EA | ? | ?
XLK715 | 0 | 0 | LK | 5/16" X 2" BOLT, NUT, LW | [5 empty] | P | 0 | 0 | 0 | 0 | 1.58 | 0 | EA | ? | ?
BRP600 | 2.44 | 1.3521 | LK | BRKR FILLER PLATE QF3 |  |  |  |  | BREAKER FILLER PLATES | P | 3 | 3.6 | 3 | 2.75 | 4.74 | 4.65 | EA | BRP600 | XLK716
XLK718 | 0 | 76.61 | LK | 200 AMP METER SOCKET | [5 empty] | P | 0 | 0 | 0 | 0 | 134 | 134 | EA | ? | ?
XLK719 | 0 | 0 | LK | 2 LAMP 4' H/O FIXTURE | [5 empty] | P | 0 | 0 | 0 | 0 | 550.8 | 0 | EA | ? | ?
XLK720 | 0 | 166.09 | LK | 200 AMP W/P PANEL | [5 empty] | P | 0 | 0 | 0 | 0 | 465.3 | 465.3 | EA | ? | ?
XLK721 | 0 | 0.75 | LK | 3/8" 90' MC CABLE CONNECTOR | [5 empty] | P | 0 | 0 | 0 | 0 | 1.45 | 0 | EA | ? | ?
PAD100 | 0 | 275 | LK | 3' X 4' CEMENT PAD |  |  |  |  | PADS, CEMENT | P | 485 | 582 | 485 | 485 | 523.8 | 523.8 | EA | PAD100 | XLK723
PLCQ709 | 0 | 346.5 | LK | TWIDO COMPACT 24 I/O BASE | CONTROLLER SQUARE D |  |  | SQ D TWDLC*A24DRF |  | P | 597.1 | 716.52 | 597.1 | 597.1 | 644.87 | 644.87 | EA | PLCQ709 | SQ D TWDLC*A24DRF
PLCQ709 | 0 | 346.5 | LK | TWIDO COMPACT 24 I/O BASE | CONTROLLER SQUARE D |  |  | SQ D TWDLC*A24DRF |  | P | 597.1 | 716.52 | 597.1 | 597.1 | 644.87 | 644.87 | EA | PLCQ709 | XLK516
PLCQ709 | 0 | 346.5 | LK | TWIDO COMPACT 24 I/O BASE | CONTROLLER SQUARE D |  |  | SQ D TWDLC*A24DRF |  | P | 597.1 | 716.52 | 597.1 | 597.1 | 644.87 | 644.87 | EA | PLCQ709 | XLK724
XLK725 | 0 | 1.5138 | LK | 1 GANG NAIL ON BOX | [5 empty] | P | 0 | 0 | 0 | 0 | 2.23 | 2.23 | EA | ? | ?
XLK726 | 0 | 0 | LK | 1/4" X 1" BOLT, LW, FW | [5 empty] | P | 0 | 0 | 0 | 0 | 0.92 | 0 | EA | ? | ?
COE864 | 0 | 1.807 | LK | 1 1/2" EMT SET SCREW COUPLING |  |  |  | THM TK-125A | COUPLINGS, EMT (SET SCREW) | P | 0 | 0 | 0 | 0 | 6.3 | 6.3 | EA | COE864 | BAC0504
COE864 | 0 | 1.807 | LK | 1 1/2" EMT SET SCREW COUPLING |  |  |  | THM TK-125A | COUPLINGS, EMT (SET SCREW) | P | 0 | 0 | 0 | 0 | 6.3 | 6.3 | EA | COE864 | XLK727
COE864 | 0 | 1.807 | LK | 1 1/2" EMT SET SCREW COUPLING |  |  |  | THM TK-125A | COUPLINGS, EMT (SET SCREW) | P | 0 | 0 | 0 | 0 | 6.3 | 6.3 | EA | COE864 | ZC002
XLK728 | 0 | 0 | LK | April | [5 empty] | P | 0 | 0 | 0 | 0 | 129.19 | 0 | EA | ? | ?
XLK729 | 0 | 0.4225 | LK | 1 GANG BLANK COVER | [5 empty] | P | 0 | 0 | 0 | 0 | 0.75 | 0.79 | EA | ? | ?
XLK731 | 0 | 0.1929 | LK | 1 GANG DECORA BLACK PLATE | [5 empty] | P | 0 | 0 | 0 | 0 | 0.38 | 0 | EA | ? | ?
XLK733 | 0 | 0 | LK | OPL160OS MURPHY P/S | [5 empty] | P | 0 | 0 | 0 | 0 | 343.98 | 0 | EA | ? | ?
XLK734 | 0 | 11.54 | LK | SMOKE DETECTOR | [5 empty] | P | 0 | 0 | 0 | 0 | 19.44 | 0 | EA | ? | ?
SWM486 | 0 | 686.57 | LK | TANK LEVEL "MAJOR HEADSWITCH | FROM 8' TO 20' |  |  | MAJOR 685S-10A*-RE (SPEC SCALE | ""MAJOR"" TANK LEVEL HEADSWITCH | P | 882.5 | 1059 | 882.5 | 838.38 | 1274.21 | 1274.21 | EA | SWM486 | SW486
SWM486 | 0 | 686.57 | LK | TANK LEVEL "MAJOR HEADSWITCH | FROM 8' TO 20' |  |  | MAJOR 685S-10A*-RE (SPEC SCALE | ""MAJOR"" TANK LEVEL HEADSWITCH | P | 882.5 | 1059 | 882.5 | 838.38 | 1274.21 | 1274.21 | EA | SWM486 | XLK736
XLK737 | 0 | 93.5167 | LK | MAGNETIC CELL ANTENNA | [5 empty] | P | 0 | 0 | 0 | 0 | 199.8 | 0 | EA | ? | ?
PLU124 | 24.49 | 39.72 | LK | 15A 125V 2P3W WP GRND PLUG | FOR DEVICE BOX |  |  | CRS WP820 APP FSWP5-15 | EXTENSION CORD PLUGS | P | 48.75 | 58.5 | 48.75 | 48.75 | 47.52 | 51.68 | EA | PLU124 | APP FSWP5-15
PLU124 | 24.49 | 39.72 | LK | 15A 125V 2P3W WP GRND PLUG | FOR DEVICE BOX |  |  | CRS WP820 APP FSWP5-15 | EXTENSION CORD PLUGS | P | 48.75 | 58.5 | 48.75 | 48.75 | 47.52 | 51.68 | EA | PLU124 | CRS WP820
PLU124 | 24.49 | 39.72 | LK | 15A 125V 2P3W WP GRND PLUG | FOR DEVICE BOX |  |  | CRS WP820 APP FSWP5-15 | EXTENSION CORD PLUGS | P | 48.75 | 58.5 | 48.75 | 48.75 | 47.52 | 51.68 | EA | PLU124 | EL165
PLU124 | 24.49 | 39.72 | LK | 15A 125V 2P3W WP GRND PLUG | FOR DEVICE BOX |  |  | CRS WP820 APP FSWP5-15 | EXTENSION CORD PLUGS | P | 48.75 | 58.5 | 48.75 | 48.75 | 47.52 | 51.68 | EA | PLU124 | XLK738
XLK740 | 0 | 0 | LK | 6 LAMP T8 FIXTURE & LAMP | [5 empty] | P | 0 | 0 | 0 | 0 | 270 | 0 | EA | ? | ?
PAN210 | 0 | 833.33 | LK | 5' X 10' STEEL PANEL BOARD | 12 GA SHEET |  |  |  |  | P | 1575 | 1890 | 1575 | 1575 | 1620 | 1620 | EA | PAN210 | XLK741
PLA135 | 0 | 1.18 | LK | 4-11/16" FLAT BLANK COVER |  |  |  | STL CTY 72C1 |  | P | 1.7 | 2.05 | 1.42 | 1.53 | 0.91 | 1.8 | EA | PLA135 | CCHC TP568
PLA135 | 0 | 1.18 | LK | 4-11/16" FLAT BLANK COVER |  |  |  | STL CTY 72C1 |  | P | 1.7 | 2.05 | 1.42 | 1.53 | 0.91 | 1.8 | EA | PLA135 | KINDORF 72C1
PLA135 | 0 | 1.18 | LK | 4-11/16" FLAT BLANK COVER |  |  |  | STL CTY 72C1 |  | P | 1.7 | 2.05 | 1.42 | 1.53 | 0.91 | 1.8 | EA | PLA135 | RACO 832
PLA135 | 0 | 1.18 | LK | 4-11/16" FLAT BLANK COVER |  |  |  | STL CTY 72C1 |  | P | 1.7 | 2.05 | 1.42 | 1.53 | 0.91 | 1.8 | EA | PLA135 | STEEL CITY 72C1
XLK743 | 0 | 298.93 | LK | 4 TO20 MA EXP CARD | [5 empty] | P | 0 | 0 | 0 | 0 | 425.36 | 435.65 | EA | ? | ?
XLK744 | 0 | 0 | LK | 3" TO 3/4" REDUCER | [5 empty] | P | 0 | 0 | 0 | 0 | 58.1 | 0 | EA | ? | ?
XLK745 | 60.8593 | 60.93 | LK | 350-6 TO20-14 DIS BLOCK | ILLDB26350 AL MECH ILSCO |  |  |  |  | P | 0 | 0 | 0 | 0 | 95.26 | 0 | EA | ? | ?
XLK746 | 0 | 0 | LK | 2" RIGID HOLE PLUG | [5 empty] | P | 0 | 0 | 0 | 0 | 18.14 | 0 | EA | ? | ?
LIG180 | 0 | 58.3089 | LK | OUTDOOR 4-FT FLOURESCENT | FIXTURE, T8, 2-BULB, WASHDOWN |  |  |  | LIGHT FIXTURES | P | 97.34 | 116.8 | 97.34 | 87.61 | 117.13 | 121.32 | EA | LIG180 | LI456
LIG180 | 0 | 58.3089 | LK | OUTDOOR 4-FT FLOURESCENT | FIXTURE, T8, 2-BULB, WASHDOWN |  |  |  | LIGHT FIXTURES | P | 97.34 | 116.8 | 97.34 | 87.61 | 117.13 | 121.32 | EA | LIG180 | XLK748
XLK751 | 17.46 | 23.11 | LK | 120 VAC CUBE RELAY & BASE | [5 empty] | P | 0 | 0 | 0 | 0 | 44.93 | 0 | EA | ? | ?
XLK752 | 0 | 10.67 | LK | 15A BAT HANDLE TOGGLE SW | [5 empty] | P | 0 | 0 | 0 | 0 | 19.71 | 0 | EA | ? | ?
XLK753 | 0 | 0 | LK | 1-1/2" PVC SWEEP | [5 empty] | P | 0 | 0 | 0 | 0 | 0.59 | 0 | EA | ? | ?
XLK754 | 0 | 6.45 | LK | #4 2 HOLE MULTI-TAP | [5 empty] | P | 0 | 0 | 0 | 0 | 12.47 | 0 | EA | ? | ?
XLK755 | 0 | 1.5831 | LK | #2 MECHANICAL LUG | [5 empty] | P | 0 | 0 | 0 | 0 | 2.46 | 2.46 | EA | ? | ?
COP446 | 0 | 84.58 | LK | 1 1/4" PVC CONDUIT SCHEDULE 80 |  |  |  | CAR49409-010 1-1/4IN-10FT XHVY | PVC CONDUIT SCHEDULE 80 | P | 117.9 | 142 | 103 | 103 | 162 | 162 | CFT | COP446 | BAD0401
COP450 | 0 | 130.36 | LK | 2" PVC CONDUIT SCHEDULE 80 |  |  |  | EPVC SCH80-2IN-10FT-PVC CONDUI | PVC CONDUIT SCHEDULE 80 | P | 182 | 218 | 158 | 158 | 243 | 243 | CFT | COP450 | BAD0601
1LIFT784 | 0 | 125 | LK | MANLIFT | [5 empty] | P | 0 | 0 | 0 | 0 | 125 | 0 | DAY | ? | ?
1LIFT785 | 0 | 95 | LK | MANLIFT | [5 empty] | P | 0 | 0 | 0 | 0 | 95 | 0 | DAY | ? | ?
1LIFT786 | 0 | 125 | LK | MANLIFT | [5 empty] | P | 0 | 0 | 0 | 0 | 125 | 0 | DAY | ? | ?
1LIFT787 | 0 | 95 | LK | MANLIFT | [5 empty] | P | 0 | 0 | 0 | 0 | 95 | 0 | DAY | ? | ?
1LIFT788 | 0 | 125 | LK | MANLIFT | [5 empty] | P | 0 | 0 | 0 | 0 | 125 | 0 | DAY | ? | ?
1BOBC789 | 0 | 175 | LK | BOBCAT | [5 empty] | P | 0 | 0 | 0 | 0 | 175 | 0 | DAY | ? | ?
1BOBC790 | 0 | 175 | LK | BOBCAT | [5 empty] | P | 0 | 0 | 0 | 0 | 175 | 0 | DAY | ? | ?
1BOBC791 | 0 | 175 | LK | BOBCAT | [5 empty] | P | 0 | 0 | 0 | 0 | 175 | 0 | DAY | ? | ?
1BOBC792 | 0 | 175 | LK | BOBCAT | [5 empty] | P | 0 | 0 | 0 | 0 | 175 | 0 | DAY | ? | ?
1BOBC793 | 0 | 175 | LK | BOBCAT | [5 empty] | P | 0 | 0 | 0 | 0 | 175 | 0 | DAY | ? | ?
1BOBC794 | 0 | 175 | LK | BOBCAT | [5 empty] | P | 0 | 0 | 0 | 0 | 175 | 0 | DAY | ? | ?
COF500 | 0 | 0.764 | LK | 1/2" SET SCREW STEEL FLEX | CONNECT STRAIGHT |  |  | REG 654 | STEEL FLEXIBLE CONDUIT CONNECTS | P | 0.44 | 0.52 | 0.38 | 0.34 | 1.86 | 1.86 | EA | COF500 | BAH0104
LAM198 | 36.57 | 36.57 | LK | BULB MH (PULSE) 250W |  |  |  | OSRA M250/PS/U | LAMPS | P | 58.41 | 70.09 | 58.41 | 58.41 | 71.12 | 71.12 | EA | LAM198 | PAG3251
XLK903 | 13.22 | 13.22 | LK | HIGH FREQUENCY RELAYS | [5 empty] | P | 0 | 0 | 0 | 0 | 25.7 | 0 | EA | ? | ?
COIA116 | 70.04 | 117.7933 | LK | ALB SIZE 2 120V COIL |  |  |  |  | ALLEN BRADLEY COILS | P | 293.25 | 351.9 | 255 | 255 | 275.4 | 310.85 | EA | COIA116 | XLK900
COIA124 | 102.76 | 102.76 | LK | ALB SIZE 3 120V COIL |  |  |  |  | ALLEN BRADLEY COILS | P | 216.17 | 259.4 | 187.97 | 187.97 | 203.01 | 229.14 | EA | COIA124 | XLK901
ANT122 | 47.4 | 59.4 | LK | DH2 ANTENNA KIT 48" |  |  |  | BLACK PHANTOM SA1000AK5 | ANTENNAS | P | 98.12 | 117.74 | 85.32 | 85.32 | 111.62 | 106.35 | EA | ANT122 | XLK904
POW136 | 136.21 | 195.01 | LK | 3 AMP 24VDC POWER SUPPLY |  |  |  |  | POWER SUPPLY | P | 0 | 0 | 0 | 0 | 348.03 | 341.59 | EA | POW136 | XLK905
XLK906 | 76.13 | 76.11 | LK | SUNWIZE SOLAR CONTROLLER | [5 empty] | P | 0 | 0 | 0 | 0 | 147.96 | 0 | EA | ? | ?
PLU420 | 38.45 | 39.2056 | LK | ERICSSON PLUG 2715FS10 |  |  |  |  | EXTENSION CORD PLUGS | P | 0 | 0 | 0 | 0 | 74.52 | 74.52 | EA | PLU420 | XLK907
OPEQ700 | 75 | 52.24 | LK | SQD EMERGENCY STOP KIT |  |  |  |  | OPERATORS, SQUARE D | P | 135 | 162 | 135 | 135 | 145.8 | 145.8 | EA | OPEQ700 | XLK909
POW118 | 87.52 | 96.3873 | LK | 2 AMP 12V DC POWER SUPPLY |  |  |  |  | POWER SUPPLY | P | 0 | 0 | 0 | 0 | 170.14 | 170.14 | EA | POW118 | XLK911
COIA108 | 57.78 | 57.78 | LK | SIZE 1 ALLEN BRADLEY COIL 120V |  |  |  |  | ALLEN BRADLEY COILS | P | 119.6 | 143.52 | 104 | 104 | 112.32 | 126.78 | EA | COIA108 | XLK899
PLU418 | 16.26 | 9.13 | LK | L630-P PLUG |  |  |  |  | EXTENSION CORD PLUGS | P | 0 | 0 | 0 | 0 | 31.61 | 31.61 | EA | PLU418 | XLK912
XLK913 | 86.71 | 86.71 | LK | HUHTA-1 | [5 empty] | P | 0 | 0 | 0 | 0 | 168.57 | 0 | EA | ? | ?
XLK914 | 362.55 | 351.69 | LK | 10 AMP POWER SUPPLY | [5 empty] | P | 0 | 0 | 0 | 0 | 704.8 | 0 | EA | ? | ?
XLK915 | 955.05 | 955.05 | LK | BSW CARD | [5 empty] | P | 0 | 0 | 0 | 0 | 1856.62 | 0 | EA | ? | ?
TOU114 | 721.99 | 757.9519 | LK | HMI585 TOUCHSCREEN |  |  |  |  | TOUCHSCREENS | P | 1299.58 | 1559.5 | 1299.58 | 1299.58 | 1403.55 | 1403.55 | EA | TOU114 | XLK917
BRKG208 | 19.51 | 19.51 | LK | G.E. DOUBLE POLE 60A BRKR |  |  |  |  | BREAKER, GEN ELECTRIC - SP | P | 45.6 | 54.72 | 45.6 | 34.2 | 36.94 | 45.6 | EA | BRKG208 | XLK919
BRKS258 | 175.91 | 92.3667 | LK | 20A DP SIEMENS GFI BREAKER |  |  |  | ITE/SIEMANS QF220 | SIEMENS GROUND FAULT BREAKERS | P | 309.9 | 371.88 | 309.9 | 309.9 | 341.97 | 335.64 | EA | BRKS258 | FURNAS QF220
BRKS258 | 175.91 | 92.3667 | LK | 20A DP SIEMENS GFI BREAKER |  |  |  | ITE/SIEMANS QF220 | SIEMENS GROUND FAULT BREAKERS | P | 309.9 | 371.88 | 309.9 | 309.9 | 341.97 | 335.64 | EA | BRKS258 | ITE QF220
BRKS258 | 175.91 | 92.3667 | LK | 20A DP SIEMENS GFI BREAKER |  |  |  | ITE/SIEMANS QF220 | SIEMENS GROUND FAULT BREAKERS | P | 309.9 | 371.88 | 309.9 | 309.9 | 341.97 | 335.64 | EA | BRKS258 | SIEMANS QF220
BRKS258 | 175.91 | 92.3667 | LK | 20A DP SIEMENS GFI BREAKER |  |  |  | ITE/SIEMANS QF220 | SIEMENS GROUND FAULT BREAKERS | P | 309.9 | 371.88 | 309.9 | 309.9 | 341.97 | 335.64 | EA | BRKS258 | XLK926
RELA118 | 0 | 15 | LK | 24V DC SLIMLINE RELAY | ALLEN BRADLEY |  |  |  | RELAYS, ALLEN BRADLEY | P | 27 | 32.4 | 27 | 27 | 29.16 | 28.62 | EA | RELA118 | XLK929
RELA120 | 0 | 4.8 | LK | 12V DC SLIMLINE RELAY |  |  |  |  | RELAYS, ALLEN BRADLEY | P | 8.4 | 10.08 | 8.4 | 8.4 | 9.07 | 9.07 | EA | RELA120 | XLK930
RELA122 | 0 | 9.5 | LK | 120V AC SLIMLINE RELAY |  |  |  |  | RELAYS, ALLEN BRADLEY | P | 17.1 | 20.52 | 17.1 | 17.1 | 18.47 | 18.47 | EA | RELA122 | XLK931
PLCQ736 | 0 | 24.5298 | LK | TWDXCAFD010 FREE WIRE CABLE |  |  |  |  | SQUARE D PROGRAMMABLE CONTROLS | P | 42 | 50.4 | 42 | 42 | 45.36 | 45.36 | EA | PLCQ736 | XLK932
TOU116 | 0 | 743.2533 | LK | 855 STU TOUCHSCREEN |  |  |  |  | TOUCHSCREENS | P | 1765 | 2118 | 1765 | 1765 | 1906.2 | 1906.2 | EA | TOU116 | XLK935
TOU118 | 0 | 980.56 | LK | 2330 TOUCHSCREEN |  |  |  |  | TOUCHSCREENS | P | 0 | 0 | 0 | 0 | 1906.2 | 0 | EA | TOU118 | XLK936
FIL100 | 0 | 102.47 | LK | LINE FILTER | [5 empty] | P | 0 | 0 | 0 | 0 | 189 | 189 | EA | ? | ?
POW120 | 0 | 0 | LK | 2.5 AMP 24V DC POWER SUPPLY |  |  |  |  | POWER SUPPLY | P | 0 | 0 | 0 | 0 | 0 | 0 | EA | POW120 | XLK938
BLO231 | 0 | 14.9373 | LK | 4 TO 14 3 HOLE MULTITAP |  |  |  | POLARIS DISTR BLOCK | DISTRIBUTION BLOCKS | P | 44.85 | 53.74 | 44.85 | 40.31 | 52.54 | 51.57 | EA | BLO231 | UNITAP
BLO231 | 0 | 14.9373 | LK | 4 TO 14 3 HOLE MULTITAP |  |  |  | POLARIS DISTR BLOCK | DISTRIBUTION BLOCKS | P | 44.85 | 53.74 | 44.85 | 40.31 | 52.54 | 51.57 | EA | BLO231 | XLK940
BLO229 | 0 | 22.1452 | LK | 3 HOLE 1/0 TO 14 MULTITAP |  |  |  | IPL103 POLARIS | DISTRIBUTION BLOCKS | P | 31.44 | 37.73 | 27.34 | 24.61 | 74.14 | 72.77 | EA | BLO229 | XLK942
BLO233 | 0 | 19.7613 | LK | 3/0 2 HOLE MULTITAP |  |  |  | POLARIS DISTR BLOCK | DISTRIBUTION BLOCKS | P | 48.65 | 48.65 | 48.65 | 48.65 | 52.54 | 51.57 | EA | BLO233 | EL534
BLO233 | 0 | 19.7613 | LK | 3/0 2 HOLE MULTITAP |  |  |  | POLARIS DISTR BLOCK | DISTRIBUTION BLOCKS | P | 48.65 | 48.65 | 48.65 | 48.65 | 52.54 | 51.57 | EA | BLO233 | UNITAP
BLO233 | 0 | 19.7613 | LK | 3/0 2 HOLE MULTITAP |  |  |  | POLARIS DISTR BLOCK | DISTRIBUTION BLOCKS | P | 48.65 | 48.65 | 48.65 | 48.65 | 52.54 | 51.57 | EA | BLO233 | XLK943
TAP240 | 0 | 9.36 | LK | ROLL OF SCOTCHFILL |  |  |  |  | TAPE | P | 17.78 | 21.34 | 17.78 | 16 | 18.2 | 18.2 | EA | TAP240 | XLK946
XLK949 | 0 | 200.11 | LK | WEIDMUELLER RESISTOR | [5 empty] | P | 0 | 0 | 0 | 0 | 389.02 | 0 | EA | ? | ?
PLCS310 | 0 | 68.25 | LK | SIEMENS BUSCONNECTORS |  |  |  |  | SIEMENS PROGRAMMABLE CONTROLS | P | 105 | 126 | 105 | 105 | 113.4 | 113.4 | EA | PLCS310 | XLK951
PLCS312 | 0 | 1023 | LK | SIEMENS SIMATIC COUPLER |  |  |  |  | SIEMENS PROGRAMMABLE CONTROLS | P | 1809 | 2170.8 | 1809 | 1809 | 1953.72 | 1953.72 | EA | PLCS312 | XLK952
PLCS314 | 0 | 890.11 | LK | ANYBUS |  |  |  |  | SIEMENS PROGRAMMABLE CONTROLS | P | 1605 | 1926 | 1605 | 1605 | 1733.4 | 1733.4 | EA | PLCS314 | XLK953
XLK954 | 0 | 517.14 | LK | 20 AMP POWER SUPPLY | [5 empty] | P | 0 | 0 | 0 | 0 | 921.51 | 0 | EA | ? | ?
PLP106 | 0 | 0.9 | LK | 1 1/4" PUSH ON PENNY PLUG |  |  |  |  | PUSH ON HOLE PLUGS | P | 1.68 | 2.01 | 1.52 | 1.52 | 1.64 | 1.78 | EA | PLP106 | XLK957
PLP108 | 0 | 1.2474 | LK | 1 1/2" PUSH ON PENNY PLUG |  |  |  |  | PUSH ON HOLE PLUGS | P | 2.51 | 3.01 | 2.28 | 2.28 | 2.46 | 2.66 | EA | PLP108 | XLK958
PLP110 | 0 | 0.9444 | LK | 2" PUSH ON PENNY PLUG |  |  |  |  | PUSH ON HOLE PLUGS | P | 3.38 | 4.06 | 3.08 | 3.08 | 3.33 | 3.33 | EA | PLP110 | XLK959
XLK963 | 0 | 0 | LK | ALUM. CHEATER LUGS | [5 empty] | P | 0 | 0 | 0 | 0 | 0 | 0 | EA | ? | ?
XLK964 | 0 | 53.8931 | LK | IEC 3 PHASE CONTACTORS | [5 empty] | P | 0 | 0 | 0 | 0 | 194.4 | 0 | EA | ? | ?
XLK965 | 0 | 32.8338 | LK | IEC OVERLOAD BLOCKS | [5 empty] | P | 0 | 0 | 0 | 0 | 165 | 0 | EA | ? | ?
CON102 | 0 | 0 | LK | SDC-5 24V-12V DC CONVERTER |  |  |  |  | DC CONVERTERS | P | 143.75 | 172.5 | 125 | 125 | 135 | 152.38 | EA | CON102 | XLK967
NI410 | 0 | 4.65 | LK | 2" CHASE NIPPLE | [5 empty] | P | 0 | 0 | 0 | 0 | 8.69 | 10.35 | EA | ? | ?
FUA608 | 0 | 0 | LK | 100-60A 250V AND 100-30A 600V | FUSE REDUCER |  |  | LTF LRU216R/BUSS NO.216R | FUSE ADAPTERS (PAIRS) | P | 34.82 | 41.78 | 29.01 | 0 | 31.33 | 36.91 | EA | FUA608 | BUSSMAN NO.216
FUA608 | 0 | 0 | LK | 100-60A 250V AND 100-30A 600V | FUSE REDUCER |  |  | LTF LRU216R/BUSS NO.216R | FUSE ADAPTERS (PAIRS) | P | 34.82 | 41.78 | 29.01 | 0 | 31.33 | 36.91 | EA | FUA608 | BUSSMAN NO.216R
FUA608 | 0 | 0 | LK | 100-60A 250V AND 100-30A 600V | FUSE REDUCER |  |  | LTF LRU216R/BUSS NO.216R | FUSE ADAPTERS (PAIRS) | P | 34.82 | 41.78 | 29.01 | 0 | 31.33 | 36.91 | EA | FUA608 | LITTELFUSE LRU216
FUA608 | 0 | 0 | LK | 100-60A 250V AND 100-30A 600V | FUSE REDUCER |  |  | LTF LRU216R/BUSS NO.216R | FUSE ADAPTERS (PAIRS) | P | 34.82 | 41.78 | 29.01 | 0 | 31.33 | 36.91 | EA | FUA608 | LITTELFUSE LRU216R
FUA608 | 0 | 0 | LK | 100-60A 250V AND 100-30A 600V | FUSE REDUCER |  |  | LTF LRU216R/BUSS NO.216R | FUSE ADAPTERS (PAIRS) | P | 34.82 | 41.78 | 29.01 | 0 | 31.33 | 36.91 | EA | FUA608 | MERTZEN 162
FUA608 | 0 | 0 | LK | 100-60A 250V AND 100-30A 600V | FUSE REDUCER |  |  | LTF LRU216R/BUSS NO.216R | FUSE ADAPTERS (PAIRS) | P | 34.82 | 41.78 | 29.01 | 0 | 31.33 | 36.91 | EA | FUA608 | XLK973
LAM244 | 0 | 17.96 | LK | 250 WATT MERCURY VAPOR LAMP |  |  |  | PLPS H37KC-250/DX | LAMPS | P | 72.18 | 86.62 | 65.62 | 49.22 | 53.16 | 76.51 | EA | LAM244 | PAG1250
LAM244 | 0 | 17.96 | LK | 250 WATT MERCURY VAPOR LAMP |  |  |  | PLPS H37KC-250/DX | LAMPS | P | 72.18 | 86.62 | 65.62 | 49.22 | 53.16 | 76.51 | EA | LAM244 | PHILLIPS 24814-6
LAM244 | 0 | 17.96 | LK | 250 WATT MERCURY VAPOR LAMP |  |  |  | PLPS H37KC-250/DX | LAMPS | P | 72.18 | 86.62 | 65.62 | 49.22 | 53.16 | 76.51 | EA | LAM244 | PHILLIPS H37KC-250DX
LAM244 | 0 | 17.96 | LK | 250 WATT MERCURY VAPOR LAMP |  |  |  | PLPS H37KC-250/DX | LAMPS | P | 72.18 | 86.62 | 65.62 | 49.22 | 53.16 | 76.51 | EA | LAM244 | XLK976
COE624 | 0 | 5.17 | LK | 3" EMT SET SCREW CONNECTOR |  |  |  | THM TC128A 3-IN S/SCR CONN EMT | EMT CONNECTORS (SET SCREW) | P | 21.24 | 26.32 | 18.28 | 13.71 | 0 | 22.51 | EA | COE624 | BAC0803
COE624 | 0 | 5.17 | LK | 3" EMT SET SCREW CONNECTOR |  |  |  | THM TC128A 3-IN S/SCR CONN EMT | EMT CONNECTORS (SET SCREW) | P | 21.24 | 26.32 | 18.28 | 13.71 | 0 | 22.51 | EA | COE624 | BRIDGEPORT 237-DC2
COE624 | 0 | 5.17 | LK | 3" EMT SET SCREW CONNECTOR |  |  |  | THM TC128A 3-IN S/SCR CONN EMT | EMT CONNECTORS (SET SCREW) | P | 21.24 | 26.32 | 18.28 | 13.71 | 0 | 22.51 | EA | COE624 | CCHC 457DC
COE624 | 0 | 5.17 | LK | 3" EMT SET SCREW CONNECTOR |  |  |  | THM TC128A 3-IN S/SCR CONN EMT | EMT CONNECTORS (SET SCREW) | P | 21.24 | 26.32 | 18.28 | 13.71 | 0 | 22.51 | EA | COE624 | RACO 2642
COE624 | 0 | 5.17 | LK | 3" EMT SET SCREW CONNECTOR |  |  |  | THM TC128A 3-IN S/SCR CONN EMT | EMT CONNECTORS (SET SCREW) | P | 21.24 | 26.32 | 18.28 | 13.71 | 0 | 22.51 | EA | COE624 | STL CITY TC228SC
COE624 | 0 | 5.17 | LK | 3" EMT SET SCREW CONNECTOR |  |  |  | THM TC128A 3-IN S/SCR CONN EMT | EMT CONNECTORS (SET SCREW) | P | 21.24 | 26.32 | 18.28 | 13.71 | 0 | 22.51 | EA | COE624 | XLK978
ELE374 | 0 | 0 | LK | 1" 90 DEGREE EMT ELL |  |  |  |  | EMT 90 DEGREE ELLS | P | 0 | 0 | 0 | 0 | 0 | 0 | EA | ELE374 | XLK980
XLK981 | 0 | 0 | LK | 1/2" PVC ANYBODY | [5 empty] | P | 0 | 0 | 0 | 0 | 0 | 0 | EA | ? | ?
XLK982 | 0 | 0 | LK | 1/2" RIGID ANYBODY | [5 empty] | P | 0 | 0 | 0 | 0 | 0 | 0 | EA | ? | ?
ARS312 | 0 | 0 | LK | INTERMATIC ARRESTOR LIGHTNING |  |  |  |  | SECONDARY ARRESTERS | P | 0 | 0 | 0 | 0 | 0 | 0 | EA | ARS312 | XLK985
ARS314 | 0 | 0 | LK | INTERMATIC ARRESTERS 208V |  |  |  |  | SECONDARY ARRESTERS | P | 0 | 0 | 0 | 0 | 0 | 0 | EA | ARS314 | XLK986
ARS316 | 0 | 0 | LK | INTERMATIC 240V SECONDARY | ARRESTER |  |  |  | SECONDARY ARRESTERS | P | 0 | 0 | 0 | 0 | 0 | 0 | EA | ARS316 | XLK987
XLK988 | 0 | 0 | LK | DELTA ARRESTERS 300V | [5 empty] | P | 0 | 0 | 0 | 0 | 0 | 0 | EA | ? | ?
CONS786 | 0 | 26.76 | LK | SIEMENS 40 AMP DEF. PURP | CONTACTOR |  |  |  | CONTACTORS SIEMANS | P | 0 | 0 | 0 | 0 | 0 | 54.63 | EA | CONS786 | XLK991
CONQ812 | 0 | 62.52 | LK | 40 AMP SQD DEF PURPOSE | CONTACTOR |  |  |  | CONTACTORS SQ. D | P | 0 | 0 | 0 | 0 | 0 | 104.32 | EA | CONQ812 | XLK992
CONQ810 | 0 | 52.6251 | LK | 30 AMP SQD DEF PURPOSE | CONTACTOR |  |  |  | CONTACTORS SQ. D | P | 86.25 | 103.5 | 75 | 67.5 | 90.56 | 90.56 | EA | CONQ810 | XLK993
XLK994 | 49.55 | 49.55 | LK | SQUARE D 30 A | LIGHTING CONTACTOR |  |  |  |  | P | 0 | 0 | 0 | 0 | 0 | 0 | EA | ? | ?
RELA294 | 0 | 0 | LK | A.B. 2.9-4 AMP OVERLOAD RELAY |  |  |  |  | RELAYS, ALLEN BRADLEY | P | 0 | 0 | 0 | 0 | 0 | 0 | EA | RELA294 | XLK997
COT206 | 0 | 108.7709 | LK | 1 1/4" EXP PRF TEK/CLX | CONNECTOR |  |  | TMCX140125 | TEK OR CLX CONNECTS (EXPLOSION PROOF) | P | 263.65 | 316.38 | 229.26 | 183.41 | 286.99 | 286.99 | EA | COT206 | TMCX125A
COT206 | 0 | 108.7709 | LK | 1 1/4" EXP PRF TEK/CLX | CONNECTOR |  |  | TMCX140125 | TEK OR CLX CONNECTS (EXPLOSION PROOF) | P | 263.65 | 316.38 | 229.26 | 183.41 | 286.99 | 286.99 | EA | COT206 | XLK1002
XLK1005 | 0 | 0 | LK | CH SIZE 00 STARTER AND ENCLOSU | [5 empty] | P | 0 | 0 | 0 | 0 | 0 | 0 | EA | ? | ?
PROA500 | 0 | 0 | LK | SIZE 1 MOTOR CIRC PROTECTOR | ALLEN BRADLEY |  |  |  | MOTOR CIRCUIT PROTECTOR ALLEN BRADLEY | P | 793.64 | 952.36 | 793.64 | 793.64 | 0 | 841.26 | EA | PROA500 | XLK1006
BRKQ220 | 129.68 | 101.0218 | LK | QO-2200 200 AMP 240V DP SQD | CIRCUIT BRKR |  |  |  | DP - 240 VOLTS SQ D | P | 186.34 | 223.61 | 162.03 | 145.83 | 157.5 | 180 | EA | BRKQ220 | XLK1007
SPL100 | 17.75 | 121.31 | LK | 1/0 TEK CABLE SPLICE KIT |  |  |  |  | TEK CABLE SPLICE KITS | P | 30.18 | 36.21 | 30.18 | 30.18 | 189.65 | 189.65 | EA | SPL100 | XLK1008
COF804 | 16 | 16 | LK | 1" SEALTITE FLEX CONNECTOR | W/ WIRE MESH |  |  |  | WIRE MESH SEALTITE FLEX CONNECT | P | 30.67 | 36.8 | 26.67 | 24 | 25.92 | 30.67 | EA | COF804 | XLK1009
COF804 | 16 | 16 | LK | 1" SEALTITE FLEX CONNECTOR | W/ WIRE MESH |  |  |  | WIRE MESH SEALTITE FLEX CONNECT | P | 30.67 | 36.8 | 26.67 | 24 | 25.92 | 30.67 | EA | COF804 | YMC010
COF706 | 16 | 16 | LK | 1 1/4" 45 DEGREE SEALTITE FLEX | CONNECTOR |  |  | THM 5245 | 45 DEGREE SEALTITE FLEX CONNECT | P | 72.42 | 86.9 | 57.93 | 40.27 | 56.31 | 76.77 | EA | COF706 | T&B 5245
COF706 | 16 | 16 | LK | 1 1/4" 45 DEGREE SEALTITE FLEX | CONNECTOR |  |  | THM 5245 | 45 DEGREE SEALTITE FLEX CONNECT | P | 72.42 | 86.9 | 57.93 | 40.27 | 56.31 | 76.77 | EA | COF706 | XLK1010
COF708 | 0 | 0 | LK | 1 1/2" 45 DEGREE SEALTITE FLEX | CONNECTOR |  |  | THM 5246 | 45 DEGREE SEALTITE FLEX CONNECT | P | 118.81 | 142.57 | 74.26 | 52.14 | 72.18 | 125.94 | EA | COF708 | T&B 5246
COF708 | 0 | 0 | LK | 1 1/2" 45 DEGREE SEALTITE FLEX | CONNECTOR |  |  | THM 5246 | 45 DEGREE SEALTITE FLEX CONNECT | P | 118.81 | 142.57 | 74.26 | 52.14 | 72.18 | 125.94 | EA | COF708 | XLK1011
CRSU212 | 0 | 23.89 | LK | 3/4" 90 DEGREE UNION | CROUSE HINDS |  |  | UNL205 | CROUSE HINDS UNY UNIONS | P | 42.81 | 51.38 | 37.23 | 37.23 | 40.21 | 42.81 | EA | CRSU212 | XLK1013
RELA300 | 0 | 0 | LK | ALLEN BRADLEY 3.2 -16 AMP O.L. | RELAY |  |  |  | RELAYS, ALLEN BRADLEY | P | 0 | 0 | 0 | 0 | 0 | 0 | EA | RELA300 | XLK1014
PVC107 | 0 | 0 | LK | 3/4" PVC LB |  |  |  |  | PVC LB CONDULETS | P | 0 | 0 | 0 | 0 | 0 | 0 | EA | PVC107 | XLK1016
PVC106 | 0 | 5.706 | LK | 1 1/4" PVC LB CONDULET |  |  |  | CAR E986G | PVC LB CONDULETS | P | 6.69 | 8.03 | 6.47 | 6.69 | 7.23 | 8.07 | EA | PVC106 | BAD0404
PVC106 | 0 | 5.706 | LK | 1 1/4" PVC LB CONDULET |  |  |  | CAR E986G | PVC LB CONDULETS | P | 6.69 | 8.03 | 6.47 | 6.69 | 7.23 | 8.07 | EA | PVC106 | CAR E986G
PVC106 | 0 | 5.706 | LK | 1 1/4" PVC LB CONDULET |  |  |  | CAR E986G | PVC LB CONDULETS | P | 6.69 | 8.03 | 6.47 | 6.69 | 7.23 | 8.07 | EA | PVC106 | XLK1017
PVC138 | 0 | 0 | LK | 1 1/2" PVC T CONDULET |  |  |  |  | PVC T CONDULETS | P | 0 | 0 | 0 | 0 | 0 | 0 | EA | PVC138 | XLK1018
ELP202 | 0 | 0 | LK | 3/4" 45-DEG PVC ELBOW |  |  |  |  | PVC 45 DEG ELLS | P | 1.65 | 1.98 | 1.43 | 1.14 | 0 | 1.75 | EA | ELP202 | XLK1021
ELP210 | 0 | 13.255 | LK | 2" 45-DEG PVC ELBOW |  |  |  |  | PVC 45 DEG ELLS | P | 7.04 | 8.45 | 6.12 | 4.9 | 3.64 | 3.64 | EA | ELP210 | XLK1022
ELP214 | 0 | 6.45 | LK | 3" 45-DEG PVC ELBOW |  |  |  |  | PVC 45 DEG ELLS | P | 18.96 | 22.75 | 16.49 | 13.19 | 23.22 | 20.1 | EA | ELP214 | XLK1023
ELP214 | 0 | 6.45 | LK | 3" 45-DEG PVC ELBOW |  |  |  |  | PVC 45 DEG ELLS | P | 18.96 | 22.75 | 16.49 | 13.19 | 23.22 | 20.1 | EA | ELP214 | XM006
ELE382 | 0 | 0 | LK | 2 1/2" EMT 90 DEGREE ELL |  |  |  |  | EMT 90 DEGREE ELLS | P | 0 | 0 | 0 | 0 | 0 | 0 | EA | ELE382 | XLK1024
SCO450 | 36.24 | 36.24 | LK | 1KV WYE RESIN SPLICE KIT | #1/0 SPLIT BOLT/#2/0 CRIMP CON |  |  | 3M 90B1 | SPLICE KITS | P | 0 | 0 | 0 | 0 | 0 | 0 | EA | SCO450 | XLK1025
BOX502 | 0 | 0 | LK | PUSHBUTTON ENCL 3H DIECAST |  |  |  | SQ D 9001KY3/AB 800T3TZ | PUSH BUTTON, SWITCH BOXES | P | 185 | 222 | 185 | 185 | 185 | 185 | EA | BOX502 | ALLEN BRADLEY 800T3TZ
BOX502 | 0 | 0 | LK | PUSHBUTTON ENCL 3H DIECAST |  |  |  | SQ D 9001KY3/AB 800T3TZ | PUSH BUTTON, SWITCH BOXES | P | 185 | 222 | 185 | 185 | 185 | 185 | EA | BOX502 | SQUARE D 9001KY3
BOX502 | 0 | 0 | LK | PUSHBUTTON ENCL 3H DIECAST |  |  |  | SQ D 9001KY3/AB 800T3TZ | PUSH BUTTON, SWITCH BOXES | P | 185 | 222 | 185 | 185 | 185 | 185 | EA | BOX502 | XLK1026
BOX504 | 0 | 0 | LK | PUSHBUTTON ENCL 1H 14GUA STEEL |  |  |  |  | PUSH BUTTON, SWITCH BOXES | P | 0 | 0 | 0 | 0 | 0 | 0 | EA | BOX504 | BLINE PB1
BOX504 | 0 | 0 | LK | PUSHBUTTON ENCL 1H 14GUA STEEL |  |  |  |  | PUSH BUTTON, SWITCH BOXES | P | 0 | 0 | 0 | 0 | 0 | 0 | EA | BOX504 | C HAMMER 10250TN1
BOX504 | 0 | 0 | LK | PUSHBUTTON ENCL 1H 14GUA STEEL |  |  |  |  | PUSH BUTTON, SWITCH BOXES | P | 0 | 0 | 0 | 0 | 0 | 0 | EA | BOX504 | HAMMOND 1435A
BOX504 | 0 | 0 | LK | PUSHBUTTON ENCL 1H 14GUA STEEL |  |  |  |  | PUSH BUTTON, SWITCH BOXES | P | 0 | 0 | 0 | 0 | 0 | 0 | EA | BOX504 | HOFFMAN E1PB
BOX504 | 0 | 0 | LK | PUSHBUTTON ENCL 1H 14GUA STEEL |  |  |  |  | PUSH BUTTON, SWITCH BOXES | P | 0 | 0 | 0 | 0 | 0 | 0 | EA | BOX504 | WEIGMANN PB1
BOX504 | 0 | 0 | LK | PUSHBUTTON ENCL 1H 14GUA STEEL |  |  |  |  | PUSH BUTTON, SWITCH BOXES | P | 0 | 0 | 0 | 0 | 0 | 0 | EA | BOX504 | XLK1027
COT214 | 0 | 0 | LK | 3" EXP PRF TEK/CLX CONNECTOR |  |  |  | TMCX304300 | TEK OR CLX CONNECTS (EXPLOSION PROOF) | P | 1030.83 | 1236.99 | 896.37 | 717.1 | 0 | 1092.68 | EA | COT214 | XLK1028
TAH404 | 0 | 152.42 | LK | NELSON HASK-S-12 HEAT | TRACE CONNECTION KIT |  |  |  | SELF-LIMITING HEAT TAPE | P | 148.22 | 177.86 | 148.22 | 148.22 | 354 | 354 | EA | TAH404 | XLK1029
XLK1032 | 0 | 4.8275 | LK | #16/12PR TEK CABLE | [5 empty] | P | 0 | 0 | 0 | 0 | 0 | 0 | EA | ? | ?
TAH406 | 0 | 0 | LK | LOW PROF SPLICE KIT |  |  |  | CHE S-150 | SELF-LIMITING HEAT TAPE | P | 0 | 0 | 128.24 | 0 | 76.41 | 144 | EA | TAH406 | NAF0005
TAH406 | 0 | 0 | LK | LOW PROF SPLICE KIT |  |  |  | CHE S-150 | SELF-LIMITING HEAT TAPE | P | 0 | 0 | 128.24 | 0 | 76.41 | 144 | EA | TAH406 | XLK1033
XLK1036 | 0 | 251.422 | LK | 480 VOLT TIME CLOCK | [5 empty] | P | 0 | 0 | 0 | 0 | 491.4 | 0 | EA | ? | ?
XLK1039 | 0 | 0 | LK | HFW521350025 WIEGMANN BOX | [5 empty] | P | 0 | 0 | 0 | 0 | 0 | 0 | EA | ? | ?
BRKQ480 | 0 | 152.2192 | LK | 20A 2P EQUIPMENT GROUND FAULT | CIRCUIT BREAKER |  |  | SQ D QO220EPD | SQUARE D GFI CIRCUIT BRAKERS | P | 501.6 | 601.92 | 422.4 | 337.92 | 421.2 | 421.2 | EA | brkq480 | EL316
BRKQ480 | 0 | 152.2192 | LK | 20A 2P EQUIPMENT GROUND FAULT | CIRCUIT BREAKER |  |  | SQ D QO220EPD | SQUARE D GFI CIRCUIT BRAKERS | P | 501.6 | 601.92 | 422.4 | 337.92 | 421.2 | 421.2 | EA | BRKQ480 | EPD BRKR
BRKQ480 | 0 | 152.2192 | LK | 20A 2P EQUIPMENT GROUND FAULT | CIRCUIT BREAKER |  |  | SQ D QO220EPD | SQUARE D GFI CIRCUIT BRAKERS | P | 501.6 | 601.92 | 422.4 | 337.92 | 421.2 | 421.2 | EA | BRKQ480 | SQUARE D QO220EPD
BRKQ480 | 0 | 152.2192 | LK | 20A 2P EQUIPMENT GROUND FAULT | CIRCUIT BREAKER |  |  | SQ D QO220EPD | SQUARE D GFI CIRCUIT BRAKERS | P | 501.6 | 601.92 | 422.4 | 337.92 | 421.2 | 421.2 | EA | BRKQ480 | XLK1040
SWTA528 | 0 | 0 | LK | ALLEN BRADLEY 609T-BOW MANUAL | STARTER SWITCH |  |  |  | MISCELLENEOUS SWITCHES | P | 0 | 0 | 0 | 0 | 0 | 0 | EA | SWTA528 | XLK1041
REL576 | 0 | 97.22 | LK | 700HR52TA17 TIME DELAY RELAY |  |  |  |  | TIME DELAY RELAYS | P | 0 | 0 | 0 | 0 | 189 | 189 | EA | REL576 | XLK1046
POW142 | 87.5 | 131.46 | LK | 1.2 AMP 24 V DC POWER SUPPLY |  |  |  |  | POWER SUPPLY | P | 305 | 366 | 305 | 305 | 329.4 | 323.3 | EA | POW142 | XLK1044
CAP318 | 0 | 16 | LK | 216-259 MFD START SECONDARY | 480V CAPACITOR |  |  |  | CAPACITORS, SECONDARY 480 VOLT | P | 0 | 0 | 0 | 0 | 28.8 | 72.12 | EA | CAP318 | XLK1045
REL578 | 0 | 59.86 | LK | 700HRM12TA17 ALLEN BRADLEY | TIME DELAY |  |  |  | TIME DELAY RELAYS | P | 157.86 | 189.43 | 157.86 | 157.86 | 170.49 | 157.86 | EA | REL578 | XLK1043
CON100 | 0 | 0 | LK | VHK200W-Q24-S24 DC CONVERTER |  |  |  |  | DC CONVERTERS | P | 245.31 | 294.37 | 245.31 | 220.78 | 245.31 | 271.78 | EA | CON100 | XLK1042
VFD100 | 0 | 3777 | LK | 15 HP DSG DRIVE |  |  |  |  | VARIABLE FREQUENCY DRIVES | P | 8640 | 10368 | 8640 | 8640 | 6800 | 9331.2 | EA | VFD100 | XLK1047
VFD100 | 0 | 3777 | LK | 15 HP DSG DRIVE |  |  |  |  | VARIABLE FREQUENCY DRIVES | P | 8640 | 10368 | 8640 | 8640 | 6800 | 9331.2 | EA | VFD100 | XLK1164
LAB060 | 0 | 19.62 | LK | 3/4" STICKY LABELS FOR | LABEL GUN |  |  |  | LABELS | P | 31.39 | 37.67 | 31.39 | 31.39 | 33.9 | 33.27 | EA | LAB060 | XLK1048
XLK1050 | 0 | 436.11 | LK | SIZE 2 OPEN FACE STARTER | [5 empty] | P | 0 | 0 | 0 | 0 | 847.8 | 0 | EA | ? | ?
XLK1051 | 0 | 0 | LK | 3' X 4' CONCEPT BOX W/ BACKPLA | [5 empty] | P | 0 | 0 | 0 | 0 | 0 | 0 | EA | ? | ?
PAN200 | 0 | 0 | LK | 8 X 10 PANEL BOARD |  |  |  |  | PANEL BOARD | P | 0 | 0 | 0 | 0 | 22.68 | 22.26 | EA | PAN200 | XLK1052
HETQ202 | 0 | 16.2396 | LK | SQ.D OVERLOAD HEATER |  |  |  |  | OVERLOAD HEATERS | P | 32.52 | 39.02 | 32.52 | 29.27 | 32.67 | 30.25 | EA | HETQ202 | HE202
HETQ202 | 0 | 16.2396 | LK | SQ.D OVERLOAD HEATER |  |  |  |  | OVERLOAD HEATERS | P | 32.52 | 39.02 | 32.52 | 29.27 | 32.67 | 30.25 | EA | HETQ202 | XLK1054
XLK1055 | 0 | 58.03 | LK | 8 X 10 CONCEPT BOX W/ BACKPLAT | [5 empty] | P | 0 | 0 | 0 | 0 | 0 | 0 | EA | ? | ?
TUB300 | 0 | 5.75 | LK | 3 X 3 X 3/16 SQUARE TUBING |  |  |  |  | SQUARE TUBING | P | 0 | 0 | 0 | 0 | 11.18 | 11.18 | EA | TUB300 | XLK1056
PLA050 | 0 | 243.06 | LK | 2' X 4' PLATE |  |  |  |  | STEEL PLATES | P | 437 | 524.4 | 437 | 437 | 471.96 | 471.96 | EA | PLA050 | XLK1057
PLA050 | 0 | 243.06 | LK | 2' X 4' PLATE |  |  |  |  | STEEL PLATES | P | 437 | 524.4 | 437 | 437 | 471.96 | 471.96 | EA | PLA050 | XLK1063
PLA052 | 0 | 430.56 | LK | 4' X 8' PLATE STEEL |  |  |  |  | STEEL PLATES | P | 775 | 930 | 775 | 775 | 837 | 837 | EA | PLA052 | XLK1058
PLA052 | 0 | 430.56 | LK | 4' X 8' PLATE STEEL |  |  |  |  | STEEL PLATES | P | 775 | 930 | 775 | 775 | 837 | 837 | EA | PLA052 | XLK1061
PLA054 | 0 | 0 | LK | 7' X 4' STEEL PLATE |  |  |  |  | STEEL PLATES | P | 0 | 0 | 0 | 0 | 0 | 0 | EA | PLA054 | XLK1059
PIP802 | 0 | 0 | LK | 2 7/8" PIPE OILFIELD TUBING |  |  |  |  | PIPE, OILFIELD TUBING | P | 0 | 0 | 0 | 0 | 0 | 0 | EA | PIP802 | XLK1060
PLA056 | 0 | 0 | LK | 6' STEEL PANEL |  |  |  |  | STEEL PLATES | P | 0 | 0 | 0 | 0 | 0 | 0 | EA | PLA056 | XLK1062
FLO502 | 374.5 | 374.5 | LK | 9A-10003526 1 X 1 FLOW METER |  |  |  |  | FLOW METERS | P | 674.1 | 808.92 | 674.1 | 674.1 | 728.03 | 728.03 | EA | FLO502 | XLK1064
FLO504 | 250 | 250 | LK | 9A-10101002 1 X 1 FLOW METER |  |  |  |  | FLOW METERS | P | 450 | 540 | 450 | 450 | 486 | 486 | EA | FLO504 | XLK1065
FLO506 | 919.7 | 1147.7714 | LK | MC3 DIV2 DISPLAY 9A50179078 |  |  |  |  | FLOW METERS | P | 2230.2 | 2676.24 | 2230.2 | 1655.46 | 2408.62 | 2364.01 | EA | FLO506 | XLK1066
FLO506 | 919.7 | 1147.7714 | LK | MC3 DIV2 DISPLAY 9A50179078 |  |  |  |  | FLOW METERS | P | 2230.2 | 2676.24 | 2230.2 | 1655.46 | 2408.62 | 2364.01 | EA | FLO506 | XLK691
FLO508 | 1118.6 | 1222.4419 | LK | MC3 DIV1 DISPLAY 9A50179024 |  |  |  |  | FLOW METERS | P | 2013.48 | 2416.18 | 2013.48 | 2013.48 | 2174.56 | 2134.29 | EA | FLO508 | XLK1067
FLO510 | 1158.5 | 1600 | LK | MC2 DIV 1 DISPLAY 9A101001044 |  |  |  |  | FLOW METERS | P | 2085 | 2502 | 2085 | 2085 | 2384 | 2210.1 | EA | FLO510 | XLK1068
FLO512 | 0 | 0 | LK | 1" BLANCETT REPAIR KIT | B251112 |  |  |  | FLOW METERS | P | 0 | 0 | 0 | 0 | 0 | 0 | EA | FLO512 | XLK1069
FLO514 | 542.5 | 542.5 | LK | 2" CAMERON REPAIR KIT | 0 |  |  | 9A100003474 | FLOW METERS | P | 976.5 | 1171.8 | 976.5 | 976.5 | 1054.62 | 1054.62 | EA | FLO514 | XLK1070
FLO516 | 42 | 52.5 | LK | 9A-100002077 MAGNETIC PICKUPS |  |  |  |  | FLOW METERS | P | 75.6 | 90.72 | 75.6 | 75.6 | 102.06 | 100.17 | EA | FLO516 | XLK1071
FLO518 | 60 | 60 | LK | 9A-100005111 CAMERON | 3.6V BATTERIES |  |  |  | FLOW METERS | P | 108 | 129.6 | 108 | 108 | 116.64 | 116.64 | EA | FLO518 | XLK1072
FLO520 | 207.37 | 207.37 | LK | 9A-10003527 CAMERON | 1"" REPAIR KIT |  |  |  | FLOW METERS | P | 373.27 | 447.92 | 373.27 | 373.27 | 403.13 | 403.13 | EA | FLO520 | XLK1073
PLCS300 | 57.75 | 58.5469 | LK | PROFIBUS DP BUS CONNECTOR |  |  |  |  | SIEMENS PROGRAMMABLE CONTROLS | P | 105 | 126 | 105 | 105 | 113.4 | 113.4 | EA | PLCS300 | XLK1074
PLCS300 | 57.75 | 58.5469 | LK | PROFIBUS DP BUS CONNECTOR |  |  |  |  | SIEMENS PROGRAMMABLE CONTROLS | P | 105 | 126 | 105 | 105 | 113.4 | 113.4 | EA | PLCS300 | XLK916
PLCS300 | 57.75 | 58.5469 | LK | PROFIBUS DP BUS CONNECTOR |  |  |  |  | SIEMENS PROGRAMMABLE CONTROLS | P | 105 | 126 | 105 | 105 | 113.4 | 113.4 | EA | PLCS300 | XLK950
SWI100 | 181.69 | 187.21 | LK | IM1-22EX-R TURCK ISOLATING | SWITCH |  |  |  | ISOLATING SWITCH | P | 327.04 | 392.45 | 327.04 | 327.04 | 353.2 | 353.2 | EA | SWI100 | XLK1075
SWI102 | 207 | 180 | LK | KFD2-SR2-EX1W ISOLATING | SWITCH |  |  |  | ISOLATING SWITCH | P | 372.6 | 447.12 | 372.6 | 372.6 | 402.41 | 402.41 | EA | SWI102 | XLK1076
XLK1077 | 0 | 539.4 | LK | SM5000DJ1 DISCREET W/J BOX | [5 empty] | P | 0 | 0 | 0 | 0 | 934.2 | 0 | EA | ? | ?
REX100 | 171.95 | 214.4 | LK | 20A 125V 3P2W EXPL PR RCPT |  |  |  | APP EFSR2023 | RECEPTACLES, EXPLOSION PROOF | P | 309.51 | 371.41 | 309.51 | 309.51 | 410.4 | 410.4 | EA | REX100 | APPLETON EFSR2023
REX100 | 171.95 | 214.4 | LK | 20A 125V 3P2W EXPL PR RCPT |  |  |  | APP EFSR2023 | RECEPTACLES, EXPLOSION PROOF | P | 309.51 | 371.41 | 309.51 | 309.51 | 410.4 | 410.4 | EA | REX100 | XLK1078
REX100 | 171.95 | 214.4 | LK | 20A 125V 3P2W EXPL PR RCPT |  |  |  | APP EFSR2023 | RECEPTACLES, EXPLOSION PROOF | P | 309.51 | 371.41 | 309.51 | 309.51 | 410.4 | 410.4 | EA | REX100 | XLK469
REX102 | 234.39 | 234.39 | LK | ARC6034BC 60A 3W 4P | EXPLOSION PROOF RECEPTACLE |  |  |  | RECEPTACLES, EXPLOSION PROOF | P | 421.9 | 506.28 | 421.9 | 421.9 | 455.65 | 455.65 | EA | REX102 | XLK1079
REX104 | 226.5 | 226.5 | LK | ADR1034 100A 3W 4P EXPLOSION | PROOF RECEPTACLE |  |  |  | RECEPTACLES, EXPLOSION PROOF | P | 407.7 | 489.24 | 407.7 | 407.7 | 440.32 | 440.32 | EA | REX104 | XLK1080
REX106 | 208.09 | 206.25 | LK | ADR1044 100A 4W 4P EXPLOSION | PROOF RECEPTACLE |  |  |  | RECEPTACLES, EXPLOSION PROOF | P | 374.56 | 449.47 | 374.56 | 374.56 | 404.52 | 404.52 | EA | REX106 | XLK1081
REX108 | 183.44 | 183.44 | LK | ADR6034 60A 3W 4P EXPLOSION | PROOF RECEPTACLE |  |  |  | RECEPTACLES, EXPLOSION PROOF | P | 330.19 | 396.23 | 330.19 | 330.19 | 356.61 | 356.61 | EA | REX108 | XLK1082
REX110 | 165.31 | 165.31 | LK | ADR6044 60A 4W 4P EXPLOSION | PROOF RECEPTACLE |  |  |  | RECEPTACLES, EXPLOSION PROOF | P | 297.56 | 357.07 | 297.56 | 297.56 | 321.36 | 321.36 | EA | REX110 | XLK1083
REX112 | 269.8 | 269.8 | LK | ADR6033 60A 3W 3P EXPLOSION | PROOF RECEPTACLE |  |  |  | RECEPTACLES, EXPLOSION PROOF | P | 485.64 | 582.77 | 485.64 | 485.64 | 524.49 | 524.49 | EA | REX112 | XLK1085
REX114 | 85.75 | 65.22 | LK | ADR3033 30A 3W 3P EXPLOSION | PROOF RECEPTACLE |  |  |  | RECEPTACLES, EXPLOSION PROOF | P | 154.35 | 185.22 | 154.35 | 154.35 | 166.7 | 166.7 | EA | REX114 | XLK1086
REX116 | 110.1 | 109.13 | LK | ADR3034 30A 3W 4P EXPLOSION | PROOF RECEPTACLE |  |  |  | RECEPTACLES, EXPLOSION PROOF | P | 198.18 | 237.82 | 198.18 | 198.18 | 214.03 | 214.03 | EA | REX116 | XLK1087
REX118 | 97.95 | 97.95 | LK | ADR3044 30A 4W 4P EXPLOSION | PROOF RECEPTACLE |  |  |  | RECEPTACLES, EXPLOSION PROOF | P | 176.31 | 211.57 | 176.31 | 176.31 | 190.41 | 190.41 | EA | REX118 | XLK1088
REX120 | 100.97 | 100.97 | LK | ARD3023 30A 2W 3P EXPLOSION | PROOF RECEPTACLE |  |  |  | RECEPTACLES, EXPLOSION PROOF | P | 181.75 | 218.1 | 181.75 | 181.75 | 196.29 | 196.29 | EA | REX120 | XLK1089
PLX100 | 269.14 | 266.782 | LK | ENP5201 EXP PROOF PLUG |  |  |  |  | EXPLOSION PROOF PLUGS | P | 484.45 | 581.34 | 484.45 | 484.45 | 135.81 | 513.52 | EA | PLX100 | XLK1090
PLX102 | 250.82 | 250.82 | LK | ACP1044CD 100A 4W 4P | EXPLOSION PROOF PLUG |  |  |  | EXPLOSION PROOF PLUGS | P | 451.48 | 541.78 | 451.48 | 451.48 | 487.6 | 487.6 | EA | PLX102 | XLK1091
PLX104 | 177.48 | 177.48 | LK | ACP6034BC 100A 3W 4P | EXPLOSION PROOF PLUG |  |  |  | EXPLOSION PROOF PLUGS | P | 319.46 | 383.35 | 319.46 | 319.46 | 345.02 | 345.02 | EA | PLX104 | XLK1092
PLX106 | 153.39 | 153.39 | LK | ACP6044BC 60A 4W 4P | EXPLOSION PROOF PLUG |  |  |  | EXPLOSION PROOF PLUGS | P | 276.1 | 331.32 | 276.1 | 276.1 | 298.19 | 298.19 | EA | PLX106 | XLK1093
PLX108 | 128.54 | 127.41 | LK | ACP3034BC 30A 3W 4P | EXPLOSION PROOF PLUG |  |  |  | EXPLOSION PROOF PLUGS | P | 231.37 | 277.64 | 231.37 | 231.37 | 249.88 | 249.88 | EA | PLX108 | XLK1094
PLX110 | 116.4 | 116.4 | LK | ACP3044BC 30A 4W 4P | EXPLOSION PROOF PLUG |  |  |  | EXPLOSION PROOF PLUGS | P | 209.52 | 251.42 | 209.52 | 209.52 | 226.28 | 226.28 | EA | PLX110 | XLK1095
PLCQ700 | 0 | 350.91 | LK | TM2AM14LT 4-20MA EXP CARD |  |  |  |  | SQUARE D PROGRAMMABLE CONTROLS | P | 614.09 | 736.91 | 614.09 | 614.09 | 663.22 | 663.22 | EA | PLCQ700 | XLK1098
FLO522 | 1158.5 | 1158.5 | LK | MC2 EXP. PROOF FLOW METER |  |  |  |  | FLOW METERS | P | 2085.3 | 2502.36 | 2085.3 | 2085.3 | 2252.12 | 2252.12 | EA | FLO522 | XLK1099
REC128 | 49.28 | 49.3543 | LK | DOUBLE SATELLITE RECEPTACLE |  |  |  |  | RECEPTACLES | P | 0 | 0 | 0 | 0 | 96.12 | 89 | EA | REC128 | XLK1101
REC126 | 14.68 | 17.7258 | LK | SINGLE SATELLITE RECEPTACLE |  |  |  |  | RECEPTACLES | P | 0 | 0 | 0 | 0 | 41.04 | 38 | EA | REC126 | XLK1102
XLK1103 | 38.3 | 42.791 | LK | 2715FS10 NON-LKG OUTLET TWIST | LOCK 15AMP 125V WITH FLIP | COVER |  |  |  | P | 0 | 0 | 0 | 0 | 86.08 | 0 | EA | ? | ?
REL574 | 0 | 0 | LK | T1K-00300-461 TIME DELAY RELAY |  |  |  |  | TIME DELAY RELAYS | P | 0 | 0 | 0 | 0 | 0 | 0 | EA | REL574 | XLK1109
OPEA138 | 19.34 | 19.34 | LK | 800H CONTACTS |  |  |  |  | OPERATORS, ALLEN BRADLEY | P | 0 | 0 | 0 | 0 | 37.59 | 37.59 | EA | OPEA138 | XLK1104
OPEA142 | 55.71 | 115.07 | LK | 800T-E15 KEYED PUSH BUTTON |  |  |  |  | OPERATORS, ALLEN BRADLEY | P | 195.62 | 234.74 | 195.62 | 195.62 | 211.27 | 221.45 | EA | OPEA142 | XLK1106
BRKS214 | 30.45 | 36.98 | LK | 90A DP SIEMENS BREAKER |  |  |  |  | DP - 240 VOLT SIEMENS BREAKER | P | 121.98 | 146.37 | 121.98 | 97.58 | 105.39 | 121.98 | EA | BRKS214 | XLK1107
OPEA144 | 75 | 75 | LK | 800T-FX6A1 PUSH/PULL |  |  |  |  | OPERATORS, ALLEN BRADLEY | P | 135 | 162 | 135 | 135 | 145.8 | 145.8 | EA | OPEA144 | XLK1108
OPEA144 | 75 | 75 | LK | 800T-FX6A1 PUSH/PULL |  |  |  |  | OPERATORS, ALLEN BRADLEY | P | 135 | 162 | 135 | 135 | 145.8 | 145.8 | EA | OPEA144 | XLK909
REL312 | 10.67 | 10.67 | LK | RH2B-UL 24V MIDGET RELAY |  |  |  |  | RELAY (GENERAL PURPOSE) | P | 0 | 0 | 0 | 0 | 20.75 | 20.75 | EA | REL312 | XLK1110
POW116 | 0 | 0 | LK | 3.4 A 15V DC POWER SUPPLY |  |  |  |  | POWER SUPPLY | P | 0 | 0 | 0 | 0 | 0 | 0 | EA | POW116 | XLK1114
PLCS302 | 342.46 | 342.46 | LK | MODBUS TRANSLATOR |  |  |  |  | SIEMENS PROGRAMMABLE CONTROLS | P | 616.43 | 739.72 | 616.43 | 616.43 | 665.74 | 665.74 | EA | PLCS302 | XLK1115
PLCQ702 | 300.61 | 300.61 | LK | XBTRT511 TOUCHSCREEN |  |  |  |  | SQUARE D PROGRAMMABLE CONTROLS | P | 541.1 | 649.32 | 541.1 | 541.1 | 584.39 | 584.39 | EA | PLCQ702 | XLK1117
TOU112 | 1122 | 808.4367 | LK | 5.7" TANK LEVEL TOUCH SCREEN |  |  |  |  | TOUCHSCREENS | P | 2019.6 | 2423.52 | 2019.6 | 2019.6 | 2181.17 | 2181.17 | EA | TOU112 | XLK1118
PLCQ704 | 227.75 | 227.75 | LK | TWDAM124T EXPANSION 2 ANALOG |  |  |  |  | SQUARE D PROGRAMMABLE CONTROLS | P | 409.95 | 491.94 | 409.95 | 409.95 | 442.75 | 442.75 | EA | PLCQ704 | XLK1119
PLCQ706 | 43.94 | 56.5521 | LK | 485T COMMUNICATION ADAPTER | SQUARE D |  |  | SQ D TWDNAC485T | SQUARE D PROGRAMMABLE CONTROLS | P | 79.1 | 94.92 | 79.1 | 79.1 | 85.43 | 85.43 | EA | PLCQ706 | SQUARE D TWDNAC485T
PLCQ706 | 43.94 | 56.5521 | LK | 485T COMMUNICATION ADAPTER | SQUARE D |  |  | SQ D TWDNAC485T | SQUARE D PROGRAMMABLE CONTROLS | P | 79.1 | 94.92 | 79.1 | 79.1 | 85.43 | 85.43 | EA | PLCQ706 | XLK1120
PLCQ706 | 43.94 | 56.5521 | LK | 485T COMMUNICATION ADAPTER | SQUARE D |  |  | SQ D TWDNAC485T | SQUARE D PROGRAMMABLE CONTROLS | P | 79.1 | 94.92 | 79.1 | 79.1 | 85.43 | 85.43 | EA | PLCQ706 | XLK578
PLCQ706 | 43.94 | 56.5521 | LK | 485T COMMUNICATION ADAPTER | SQUARE D |  |  | SQ D TWDNAC485T | SQUARE D PROGRAMMABLE CONTROLS | P | 79.1 | 94.92 | 79.1 | 79.1 | 85.43 | 85.43 | EA | PLCQ706 | XLK677
PLCQ708 | 259.93 | 282.51 | LK | TWIDO COMPACT 16 I/O BASE | CONTROLLER SQARE D |  |  | SQ D TWDLC*A16DRF | SQUARE D PROGRAMMABLE CONTROLS | P | 467.87 | 561.44 | 467.87 | 467.87 | 505.3 | 505.3 | EA | PLCQ708 | SQ D TWDLC*A16DRF
PLCQ708 | 259.93 | 282.51 | LK | TWIDO COMPACT 16 I/O BASE | CONTROLLER SQARE D |  |  | SQ D TWDLC*A16DRF | SQUARE D PROGRAMMABLE CONTROLS | P | 467.87 | 561.44 | 467.87 | 467.87 | 505.3 | 505.3 | EA | PLCQ708 | XLK1121
PLCQ708 | 259.93 | 282.51 | LK | TWIDO COMPACT 16 I/O BASE | CONTROLLER SQARE D |  |  | SQ D TWDLC*A16DRF | SQUARE D PROGRAMMABLE CONTROLS | P | 467.87 | 561.44 | 467.87 | 467.87 | 505.3 | 505.3 | EA | PLCQ708 | XLK933
PLCQ710 | 534.11 | 477.57 | LK | 40DRF PLC |  |  |  |  | SQUARE D PROGRAMMABLE CONTROLS | P | 1135.05 | 1362.06 | 987 | 987 | 1404 | 1404 | EA | PLCQ710 | XLK1122
PLCQ710 | 534.11 | 477.57 | LK | 40DRF PLC |  |  |  |  | SQUARE D PROGRAMMABLE CONTROLS | P | 1135.05 | 1362.06 | 987 | 987 | 1404 | 1404 | EA | PLCQ710 | XLK934
FLO524 | 861.05 | 1043 | LK | CAMERON 2" FLOW METER |  |  |  |  | FLOW METERS | P | 1549.89 | 1859.87 | 1549.89 | 1549.89 | 2281.07 | 2281.07 | EA | FLO524 | XLK1123
FLO526 | 363.8 | 363.8 | LK | CAMERON 1" FLOW METER |  |  |  |  | FLOW METERS | P | 654.84 | 785.81 | 654.84 | 654.84 | 707.23 | 707.23 | EA | FLO526 | XLK1124
FLO528 | 919.7 | 919.7 | LK | CAMERON W.P. DISPLAY |  |  |  |  | FLOW METERS | P | 1655.46 | 1986.55 | 1655.46 | 1655.46 | 1787.9 | 1787.9 | EA | FLO528 | XLK1125
PLCQ712 | 289 | 298.7549 | LK | TWDAMM6HT 24V PLC |  |  |  |  | SQUARE D PROGRAMMABLE CONTROLS | P | 520.2 | 624.24 | 520.2 | 520.2 | 561.82 | 561.82 | EA | PLCQ712 | XLK1126
PLCQ714 | 123.38 | 123.38 | LK | TM2DD08TT 24VDC PLC |  |  |  |  | SQUARE D PROGRAMMABLE CONTROLS | P | 222.08 | 266.5 | 222.08 | 222.08 | 239.85 | 235.4 | EA | PLCQ714 | XLK1127
PLCS304 | 720 | 513.5484 | LK | MODBUS TO HART CONVERTER |  |  |  |  | SIEMENS PROGRAMMABLE CONTROLS | P | 1296 | 1555.2 | 1296 | 1296 | 1399.68 | 1399.68 | EA | PLCS304 | XLK1128
PLCQ716 | 696.26 | 756.73 | LK | TWDLCDE40DRF PLC W/ ETHERNET |  |  |  |  | SQUARE D PROGRAMMABLE CONTROLS | P | 1293.75 | 1552.5 | 1125 | 1125 | 1215 | 1371.38 | EA | PLCQ716 | XLK1129
PLCQ718 | 233.94 | 254.26 | LK | TM2DDI16DT PLC EXP. 16 IN |  |  |  |  | SQUARE D PROGRAMMABLE CONTROLS | P | 421.09 | 505.31 | 421.09 | 421.09 | 454.78 | 446.36 | EA | PLCQ718 | XLK1130
PLCQ718 | 233.94 | 254.26 | LK | TM2DDI16DT PLC EXP. 16 IN |  |  |  |  | SQUARE D PROGRAMMABLE CONTROLS | P | 421.09 | 505.31 | 421.09 | 421.09 | 454.78 | 446.36 | EA | PLCQ718 | XLK423
PLCQ720 | 266.74 | 289.0289 | LK | TM2DRA16RT PLC EXP 16 OUT |  |  |  |  | SQUARE D PROGRAMMABLE CONTROLS | P | 480.13 | 576.16 | 480.13 | 480.13 | 518.54 | 518.54 | EA | PLCQ720 | XLK1131
PLCQ722 | 227.75 | 228.0573 | LK | TM2AMI2HT PLC EXP 2 IN |  |  |  |  | SQUARE D PROGRAMMABLE CONTROLS | P | 409.95 | 491.94 | 409.95 | 409.95 | 442.75 | 442.75 | EA | PLCQ722 | XLK1132
PLCQ722 | 227.75 | 228.0573 | LK | TM2AMI2HT PLC EXP 2 IN |  |  |  |  | SQUARE D PROGRAMMABLE CONTROLS | P | 409.95 | 491.94 | 409.95 | 409.95 | 442.75 | 442.75 | EA | PLCQ722 | XLK536
PLCQ724 | 350.91 | 350.91 | LK | TM2AMI4LT PLC EXP 4 IN |  |  |  |  | SQUARE D PROGRAMMABLE CONTROLS | P | 631.64 | 757.97 | 631.64 | 631.64 | 682.17 | 682.17 | EA | PLCQ724 | XLK1133
PLCQ726 | 198.35 | 198.35 | LK | TM2AM01HT PLC EXP 1 OUT |  |  |  |  | SQUARE D PROGRAMMABLE CONTROLS | P | 357.03 | 428.44 | 357.03 | 357.03 | 385.59 | 385.59 | EA | PLCQ726 | XLK1134
TRA116 | 479.4 | 532.8622 | LK | SM5000-JP1 PRESSURE TRANS HEAD |  |  |  |  | TRANSMITTERS | P | 865 | 1038 | 865 | 865 | 934.2 | 934.2 | EA | TRA116 | XLK1136
PLCO800 | 698.6 | 698.6 | LK | WM-2000-002 BASE UNITS |  |  |  |  | OLEUMTECH PROGRAMMABLE CONTROLS | P | 1446.1 | 1735.32 | 1257.48 | 1257.48 | 1358.08 | 1358.08 | EA | PLCO800 | XLK1137
TRA118 | 298 | 367.3096 | LK | 0-2000 PSI PRESSURE TRANSMITTE |  |  |  |  | TRANSMITTERS | P | 552.44 | 662.92 | 552.44 | 552.44 | 718.2 | 718.2 | EA | TRA118 | XLK1138
TRA120 | 298 | 331.2386 | LK | 0-5000 PSI PRESSURE TRANSMITTE |  |  |  |  | TRANSMITTERS | P | 536.4 | 643.68 | 536.4 | 536.4 | 631.8 | 631.8 | EA | TRA120 | XLK1139
XLK1140 | 1437 | 1437 | LK | UM222R1F2252 20' | [5 empty] | P | 0 | 0 | 0 | 0 | 2793.53 | 0 | EA | ? | ?
XLK1141 | 1362 | 1362 | LK | UM22R1F1252 20' | [5 empty] | P | 0 | 0 | 0 | 0 | 2647.73 | 0 | EA | ? | ?
VFD400 | 10900 | 11159.1364 | LK | 75 HP VFD PANELS |  |  |  |  | VARIABLE FREQUENCY DRIVES | P | 17500 | 21000 | 17500 | 17500 | 18900 | 18900 | EA | VFD400 | XLK1143
HET120 | 1542 | 1542 | LK | 480V EXPLOSION PROOF | CHROMALOX 12KW IMM HEATER |  |  |  | HEAT PROBES | P | 2775.6 | 3330.72 | 2775.6 | 2775.6 | 2997.65 | 2997.65 | EA | HET120 | XLK1144
LIG440 | 660 | 660 | LK | XHO40CO40-P2TR EXP. PRF FIXTUR |  |  |  |  | LIGHT FIXTURES | P | 1188 | 1425.6 | 1188 | 1188 | 1283.04 | 1283.04 | EA | LIG440 | XLK1145
VFD500 | 0 | 0 | LK | AB VFD KEYPAD COVER | ALLEN BRADLEY 25-JBAB |  |  |  | VARIABLE FREQUENCY DRIVES | P | 47.5 | 57 | 47.5 | 42.52 | 52.25 | 52.25 | EA | VFD500 | XLK1146
HET154 | 2428.34 | 2660.365 | LK | FX4-600360-100-T 10KX EXP | PROOF HEATER |  |  |  | HEATERS | P | 4371.01 | 5245.21 | 4371.01 | 4371.01 | 4720.69 | 4720.69 | EA | HET154 | XLK1149
XLK1147 | 110.55 | 110.55 | LK | GLASS TUBE FOR EXP PRF. FIXTUR | [5 empty] | P | 0 | 0 | 0 | 0 | 214.91 | 0 | EA | ? | ?
HET152 | 2543.32 | 2892.39 | LK | FX5-480360-100-WT 10KW EXP | PROOF HEATER |  |  |  | HEATERS | P | 4577.99 | 5493.59 | 4577.99 | 4577.99 | 4944.23 | 4944.23 | EA | HET152 | XLK1148
VFD050 | 500 | 500 | LK | 3HP VFD POWER FLEX |  |  |  |  | VARIABLE FREQUENCY DRIVES | P | 900 | 1080 | 900 | 900 | 972 | 972 | EA | VFD050 | XLK1151
XLK1152 | 645 | 645 | LK | ECP366IT-4 30 HP MOTOR | [5 empty] | P | 0 | 0 | 0 | 0 | 1253.88 | 0 | EA | ? | ?
VAL416 | 2043 | 1998.8469 | LK | ADCWX600L2S2N24DC 2" 2000PSI | ACTUATOR VALVE |  |  |  | VALVES | P | 4200 | 5040 | 4200 | 4200 | 3456 | 3456 | EA | VAL416 | XLK1153
VAL418 | 2970 | 2970 | LK | 2" 2000# SS VALVE |  |  |  |  | VALVES | P | 3200 | 3840 | 3200 | 3200 | 3685 | 4632 | EA | VAL418 | XLK1154
SOF150 | 5360 | 5714.39 | LK | 100HP SOFT START |  |  |  |  | SOFTSTART PANELS | P | 8040 | 9648 | 8040 | 9648 | 10419.84 | 8522.4 | EA | SOF150 | XLK1156
VFD040 | 3850 | 3850 | LK | YASKAWA F7 VFD |  |  |  |  | VARIABLE FREQUENCY DRIVES | P | 6930 | 8316 | 6930 | 6930 | 7484.4 | 7484.4 | EA | VFD040 | XLK1157
VAL420 | 927 | 1201.442 | LK | A92-11A-M2XWJ ACTUATOR VALVE |  |  |  |  | VALVES | P | 1668.6 | 2002.32 | 1668.6 | 1668.6 | 2268 | 2268 | EA | VAL420 | XLK1158
BRA228 | 14 | 14 | LK | RIG LIGHT MOUNTING BRACKET |  |  |  |  | BRACKETS | P | 28.98 | 34.78 | 25.2 | 25.2 | 27.22 | 34.78 | EA | BRA228 | XLK1159
BRA230 | 54.48 | 57.8 | LK | 10KW HEATER CEILING BRACKET |  |  |  | CWB1 BERKO | BRACKETS | P | 95.53 | 114.63 | 83.07 | 83.07 | 89.72 | 101.26 | EA | BRA230 | XLK1160
VAL422 | 2043 | 2080.1579 | LK | WINDMARY 115V ACTUATOR VALVE |  |  |  |  | VALVES | P | 3677.4 | 4412.88 | 3677.4 | 3677.4 | 3971.59 | 3971.59 | EA | VAL422 | XLK1161
VAL422 | 2043 | 2080.1579 | LK | WINDMARY 115V ACTUATOR VALVE |  |  |  |  | VALVES | P | 3677.4 | 4412.88 | 3677.4 | 3677.4 | 3971.59 | 3971.59 | EA | VAL422 | XLK1170
HET156 | 390 | 261.355 | LK | HUH524TA 240 1P 5KW HEATER |  |  |  |  | HEATERS | P | 450 | 540 | 450 | 450 | 486 | 486 | EA | HET156 | XLK1163
SWTS610 | 899.5 | 653.93 | LK | 400A 600V NON-FUSED SFTY SWTCH | TYPE 12 INDUSTRIAL OUTDOOR |  |  | SIEMANS/ITE HNF365J | SIEMENS SAFETY SWITCH NON-FUSIBLE | P | 1619.1 | 1942.92 | 1619.1 | 1619.1 | 1748.63 | 1748.63 | EA | SWTS610 | 3P
SWTS610 | 899.5 | 653.93 | LK | 400A 600V NON-FUSED SFTY SWTCH | TYPE 12 INDUSTRIAL OUTDOOR |  |  | SIEMANS/ITE HNF365J | SIEMENS SAFETY SWITCH NON-FUSIBLE | P | 1619.1 | 1942.92 | 1619.1 | 1619.1 | 1748.63 | 1748.63 | EA | SWTS610 | DISCONNECT SWITCH
SWTS610 | 899.5 | 653.93 | LK | 400A 600V NON-FUSED SFTY SWTCH | TYPE 12 INDUSTRIAL OUTDOOR |  |  | SIEMANS/ITE HNF365J | SIEMENS SAFETY SWITCH NON-FUSIBLE | P | 1619.1 | 1942.92 | 1619.1 | 1619.1 | 1748.63 | 1748.63 | EA | SWTS610 | FURNAS
SWTS610 | 899.5 | 653.93 | LK | 400A 600V NON-FUSED SFTY SWTCH | TYPE 12 INDUSTRIAL OUTDOOR |  |  | SIEMANS/ITE HNF365J | SIEMENS SAFETY SWITCH NON-FUSIBLE | P | 1619.1 | 1942.92 | 1619.1 | 1619.1 | 1748.63 | 1748.63 | EA | SWTS610 | HEAVY DUTY
SWTS610 | 899.5 | 653.93 | LK | 400A 600V NON-FUSED SFTY SWTCH | TYPE 12 INDUSTRIAL OUTDOOR |  |  | SIEMANS/ITE HNF365J | SIEMENS SAFETY SWITCH NON-FUSIBLE | P | 1619.1 | 1942.92 | 1619.1 | 1619.1 | 1748.63 | 1748.63 | EA | SWTS610 | IAF2400
SWTS610 | 899.5 | 653.93 | LK | 400A 600V NON-FUSED SFTY SWTCH | TYPE 12 INDUSTRIAL OUTDOOR |  |  | SIEMANS/ITE HNF365J | SIEMENS SAFETY SWITCH NON-FUSIBLE | P | 1619.1 | 1942.92 | 1619.1 | 1619.1 | 1748.63 | 1748.63 | EA | SWTS610 | SAFETY SWITCH
SWTS610 | 899.5 | 653.93 | LK | 400A 600V NON-FUSED SFTY SWTCH | TYPE 12 INDUSTRIAL OUTDOOR |  |  | SIEMANS/ITE HNF365J | SIEMENS SAFETY SWITCH NON-FUSIBLE | P | 1619.1 | 1942.92 | 1619.1 | 1619.1 | 1748.63 | 1748.63 | EA | SWTS610 | SIEMANS/ITE HNF365J
SWTS610 | 899.5 | 653.93 | LK | 400A 600V NON-FUSED SFTY SWTCH | TYPE 12 INDUSTRIAL OUTDOOR |  |  | SIEMANS/ITE HNF365J | SIEMENS SAFETY SWITCH NON-FUSIBLE | P | 1619.1 | 1942.92 | 1619.1 | 1619.1 | 1748.63 | 1748.63 | EA | SWTS610 | XLK1165
XLK1166 | 482.57 | 501.89 | LK | 36 X 36 X 12 CONCEPT BOX | [5 empty] | P | 0 | 0 | 0 | 0 | 975.67 | 0 | EA | ? | ?
VFD120 | 8200 | 8200 | LK | 40 HP VFD PANEL |  |  |  |  | VARIABLE FREQUENCY DRIVES | P | 14760 | 17712 | 14760 | 14760 | 15940.8 | 15940.8 | EA | VFD120 | XLK1167
XLK1168 | 138.81 | 93.9823 | LK | 6 LAMP HI BAY FIXTURE | [5 empty] | P | 0 | 0 | 0 | 0 | 183.6 | 0 | EA | ? | ?
VAL424 | 930 | 1129.6667 | LK | SA-09L ACTUATOR W/ 3"" 1000 | PSI VALVE |  |  |  | VALVES | P | 1440 | 1728 | 1440 | 1674 | 1868.4 | 1730 | EA | VAL424 | XLK1169
VAL426 | 2043 | 2244.2045 | LK | WINNMARION 24V ACTUATOR VALVES |  |  |  |  | VALVES | P | 3064.5 | 3677.4 | 3064.5 | 3200 | 3456 | 3256 | EA | VAL426 | XLK1171
XLK1173 | 0 | 25.07 | LK | 30 AMP OPEN FACE CONTACTOR | [5 empty] | P | 0 | 0 | 0 | 0 | 0 | 0 | EA | ? | ?
COM550 | 0 | 0 | LK | #4/0 IRREVERSIBLE CRIMP | C-TAP COMPR CONNECT |  |  |  | COMPRESSION CONNECTORS | P | 17.89 | 21.47 | 17.89 | 16.1 | 17.89 | 18.89 | EA | COM550 | XLK1174
COM552 | 0 | 9.3067 | LK | #3/0 IRREVERSIBLE CRIMP | C-TAP COMPR CONNECT |  |  |  | COMPRESSION CONNECTORS | P | 13.62 | 13.62 | 13.62 | 13.62 | 13.62 | 17.7 | EA | COM552 | XLK1175
COM556 | 0 | 3.06 | LK | #1/0 IRREVERSIBLE CRIMP | C-TAP COMPR CONNECT |  |  |  | COMPRESSION CONNECTORS | P | 7.15 | 8.58 | 7.15 | 6.44 | 5.94 | 5.94 | EA | COM556 | XLK1176
COM558 | 0 | 0 | LK | #3 IRREVERSIBLE CRIMP | C-TAP COMPR CONNECT |  |  |  | COMPRESSION CONNECTORS | P | 0 | 0 | 0 | 0 | 0 | 0 | EA | COM558 | XLK1177
XLK1180 | 13.53 | 22.56 | LK | DMR 600W LIGHT DIMMER | LUAY 600PWH |  |  |  |  | P | 0 | 0 | 0 | 0 | 26.3 | 0 | EA | ? | ?
FUS300 | 19.06 | 19.06 | LK | 70 AMP BOLT ON FUSE |  |  |  |  | FUSETRONS, 600 VOLT | P | 0 | 0 | 0 | 0 | 37.05 | 37.05 | EA | FUS300 | XLK1181
VAL428 | 0 | 2897.9507 | LK | LADCWX1000L3152N115AC 6000PSI | ACTUATOR VALVE |  |  |  | VALVES | P | 4000 | 4800 | 4000 | 4000 | 4462 | 4286 | EA | VAL428 | SM AND G3 1""
VAL428 | 0 | 2897.9507 | LK | LADCWX1000L3152N115AC 6000PSI | ACTUATOR VALVE |  |  |  | VALVES | P | 4000 | 4800 | 4000 | 4000 | 4462 | 4286 | EA | VAL428 | VAL430
VAL428 | 0 | 2897.9507 | LK | LADCWX1000L3152N115AC 6000PSI | ACTUATOR VALVE |  |  |  | VALVES | P | 4000 | 4800 | 4000 | 4000 | 4462 | 4286 | EA | VAL428 | XLK1182
FLO102 | 0 | 704 | LK | E200-39-10 SIEMENS FLOAT |  |  |  |  | FLOATS AND FLOAT SWITCH | P | 0 | 0 | 0 | 0 | 1015 | 1015 | EA | FLO102 | XLK1185
HET158 | 101.28 | 142 | LK | MARLEY 2000W 240V HEATER |  |  |  |  | HEATERS | P | 185 | 222 | 185 | 185 | 222 | 222 | EA | HET158 | XLK1186
HET160 | 0 | 1736.905 | LK | 12 KW EXPLOSION PROOF | IMMERSION HEATER |  |  |  | HEATERS | P | 2810 | 3372 | 2810 | 2810 | 3034.8 | 3034.8 | EA | HET160 | XLK1187
HET160 | 0 | 1736.905 | LK | 12 KW EXPLOSION PROOF | IMMERSION HEATER |  |  |  | HEATERS | P | 2810 | 3372 | 2810 | 2810 | 3034.8 | 3034.8 | EA | HET160 | XLK232
XLK1188 | 0 | 0 | LK | TANK MONITOR BACKPLATE | [5 empty] | L | 0 | 0 | 0 | 0 | 0 | 0 | EA | ? | ?
BOX450 | 0 | 63.72 | LK | POWER OUTLET BOX FOR TWO GFI | RECEPTACLES 20A 120/240V |  |  | MID U011010 | MIDWEST PWR OUTLET BOXES | P | 101.78 | 122.13 | 88.5 | 88.5 | 123.88 | 121.58 | EA | BOX450 | IAK0020
BOX450 | 0 | 63.72 | LK | POWER OUTLET BOX FOR TWO GFI | RECEPTACLES 20A 120/240V |  |  | MID U011010 | MIDWEST PWR OUTLET BOXES | P | 101.78 | 122.13 | 88.5 | 88.5 | 123.88 | 121.58 | EA | BOX450 | MIDWEST U011010
BOX450 | 0 | 63.72 | LK | POWER OUTLET BOX FOR TWO GFI | RECEPTACLES 20A 120/240V |  |  | MID U011010 | MIDWEST PWR OUTLET BOXES | P | 101.78 | 122.13 | 88.5 | 88.5 | 123.88 | 121.58 | EA | BOX450 | XLK217
BOX450 | 0 | 63.72 | LK | POWER OUTLET BOX FOR TWO GFI | RECEPTACLES 20A 120/240V |  |  | MID U011010 | MIDWEST PWR OUTLET BOXES | P | 101.78 | 122.13 | 88.5 | 88.5 | 123.88 | 121.58 | EA | BOX450 | XLK251
BOX451 | 0 | 38.08 | LK | POWER OUTLET BOX FOR ONE GFI | RECEPTACLE 20A 120V |  |  | MID U010010 | MIDWEST PWR OUTLET BOXES | P | 88.5 | 106.2 | 67.34 | 67.34 | 78.57 | 77.12 | EA | BOX451 | IAK0010
BOX451 | 0 | 38.08 | LK | POWER OUTLET BOX FOR ONE GFI | RECEPTACLE 20A 120V |  |  | MID U010010 | MIDWEST PWR OUTLET BOXES | P | 88.5 | 106.2 | 67.34 | 67.34 | 78.57 | 77.12 | EA | BOX451 | MIDWEST U010010
BOX456 | 0 | 0 | LK | POWER OUTLET & TIMER |  |  |  | MID T4010GRP | MIDWEST PWR OUTLET BOXES | P | 228.11 | 273.74 | 198.36 | 198.36 | 214.23 | 228.11 | EA | BOX456 | IAK0100
COF420 | 0 | 0 | LK | 3/4" SEALTITE FLEX CONDUIT UL | WITH GRD WIRE |  | (100 foot/roll) | FLX 3/4IN-UA/UL/LA LIQ-TITE | SEALTITE FLEX CONDUIT EXTRA FLEXIBLE (EF) | P | 5.21 | 6.26 | 4.17 | 2.31 | 3.61 | 5.52 | EA | COF420 | BAI0200
COF418 | 0 | 0 | LK | 1/2" SEALTITE FLEX UL | WITH GRD WIRE |  | (100 foot/roll) | FLX 1/2IN-UA/UL/LA-LIQ-TITE | SEALTITE FLEX CONDUIT EXTRA FLEXIBLE (EF) | P | 3.71 | 4.45 | 2.97 | 1.71 | 3.21 | 3.93 | EA | COF418 | BAI0100
SCS120 | 0.07 | 0.03 | LK | #8" X 1/2" ZINC GP MTL SCRW | PANHEAD/HEX HEAD SELF-DRILL |  |  | FAST 1131049 (100/box)(254/lb) | (PANHEAD, SELF-DRILLING, OR SELF-TAPPING) | P | 0.14 | 0.17 | 0.14 | 0.13 | 0.14 | 0.14 | EA | SCS120 | ANGELO BOLT SCRTMT0808ZBB
SCS120 | 0.07 | 0.03 | LK | #8" X 1/2" ZINC GP MTL SCRW | PANHEAD/HEX HEAD SELF-DRILL |  |  | FAST 1131049 (100/box)(254/lb) | (PANHEAD, SELF-DRILLING, OR SELF-TAPPING) | P | 0.14 | 0.17 | 0.14 | 0.13 | 0.14 | 0.14 | EA | SCS120 | QAC2830
SCS120 | 0.07 | 0.03 | LK | #8" X 1/2" ZINC GP MTL SCRW | PANHEAD/HEX HEAD SELF-DRILL |  |  | FAST 1131049 (100/box)(254/lb) | (PANHEAD, SELF-DRILLING, OR SELF-TAPPING) | P | 0.14 | 0.17 | 0.14 | 0.13 | 0.14 | 0.14 | EA | SCS120 | SC506
SCS142 | 0.06 | 0.14 | LK | #10" X 3/4" ZINC G.P. MTL SC | PANHEAD/HEX HEAD SELF-DRILL |  | DOTT TEKHW-1034 | DOTT TEKDD-1034 | (PANHEAD, SELF-DRILLING, OR SELF-TAPPING) | P | 0.25 | 0.3 | 0.25 | 0.23 | 0.14 | 0.27 | EA | SCS142 | QAC2101
SCS142 | 0.06 | 0.14 | LK | #10" X 3/4" ZINC G.P. MTL SC | PANHEAD/HEX HEAD SELF-DRILL |  | DOTT TEKHW-1034 | DOTT TEKDD-1034 | (PANHEAD, SELF-DRILLING, OR SELF-TAPPING) | P | 0.25 | 0.3 | 0.25 | 0.23 | 0.14 | 0.27 | EA | SCS142 | QAC2131
SCS142 | 0.06 | 0.14 | LK | #10" X 3/4" ZINC G.P. MTL SC | PANHEAD/HEX HEAD SELF-DRILL |  | DOTT TEKHW-1034 | DOTT TEKDD-1034 | (PANHEAD, SELF-DRILLING, OR SELF-TAPPING) | P | 0.25 | 0.3 | 0.25 | 0.23 | 0.14 | 0.27 | EA | SCS142 | SC514
SCS140 | 0 | 0.0608 | LK | #10" X 1/2" ZINC G.P. MTL SC | PANHEAD/HEX HEAD SELF-DRILL |  |  | DOTT TEKHW-1012 (100/box)(186/ | (PANHEAD, SELF-DRILLING, OR SELF-TAPPING) | P | 0.24 | 0.29 | 0.24 | 0.22 | 0.14 | 0.25 | EA | SCS140 | QAC2130
SCS140 | 0 | 0.0608 | LK | #10" X 1/2" ZINC G.P. MTL SC | PANHEAD/HEX HEAD SELF-DRILL |  |  | DOTT TEKHW-1012 (100/box)(186/ | (PANHEAD, SELF-DRILLING, OR SELF-TAPPING) | P | 0.24 | 0.29 | 0.24 | 0.22 | 0.14 | 0.25 | EA | SCS140 | SC512
SWTS602 | 116.73 | 156.31 | LK | 30A 600V NON-FUSED SFTY SWITCH | TYPE 12 INDUSTRIAL OUTDOOR |  |  | SIEMANS/ITE HNF361J | SIEMENS DISCONNECT SWITCHES | P | 234.47 | 281.36 | 234.47 | 234.47 | 253.23 | 281.35 | EA | SWTS602 | 3P
SWTS602 | 116.73 | 156.31 | LK | 30A 600V NON-FUSED SFTY SWITCH | TYPE 12 INDUSTRIAL OUTDOOR |  |  | SIEMANS/ITE HNF361J | SIEMENS DISCONNECT SWITCHES | P | 234.47 | 281.36 | 234.47 | 234.47 | 253.23 | 281.35 | EA | SWTS602 | DISCONNECT SWITCH
SWTS602 | 116.73 | 156.31 | LK | 30A 600V NON-FUSED SFTY SWITCH | TYPE 12 INDUSTRIAL OUTDOOR |  |  | SIEMANS/ITE HNF361J | SIEMENS DISCONNECT SWITCHES | P | 234.47 | 281.36 | 234.47 | 234.47 | 253.23 | 281.35 | EA | SWTS602 | FURNAS
SWTS602 | 116.73 | 156.31 | LK | 30A 600V NON-FUSED SFTY SWITCH | TYPE 12 INDUSTRIAL OUTDOOR |  |  | SIEMANS/ITE HNF361J | SIEMENS DISCONNECT SWITCHES | P | 234.47 | 281.36 | 234.47 | 234.47 | 253.23 | 281.35 | EA | SWTS602 | HEAVY DUTY
SWTS602 | 116.73 | 156.31 | LK | 30A 600V NON-FUSED SFTY SWITCH | TYPE 12 INDUSTRIAL OUTDOOR |  |  | SIEMANS/ITE HNF361J | SIEMENS DISCONNECT SWITCHES | P | 234.47 | 281.36 | 234.47 | 234.47 | 253.23 | 281.35 | EA | SWTS602 | IAF2030
SWTS602 | 116.73 | 156.31 | LK | 30A 600V NON-FUSED SFTY SWITCH | TYPE 12 INDUSTRIAL OUTDOOR |  |  | SIEMANS/ITE HNF361J | SIEMENS DISCONNECT SWITCHES | P | 234.47 | 281.36 | 234.47 | 234.47 | 253.23 | 281.35 | EA | SWTS602 | SAFETY SWITCH
SWTS602 | 116.73 | 156.31 | LK | 30A 600V NON-FUSED SFTY SWITCH | TYPE 12 INDUSTRIAL OUTDOOR |  |  | SIEMANS/ITE HNF361J | SIEMENS DISCONNECT SWITCHES | P | 234.47 | 281.36 | 234.47 | 234.47 | 253.23 | 281.35 | EA | SWTS602 | SIEMANS/ITE HNF361J
1TRCH779 | 0 | 6 | LK | TRENCHING | [5 empty] | P | 6 | 6 | 6 | 6 | 6 | 0 | FT | ? | ?
1TRCH783 | 0 | 6 | LK | TRENCHING | [5 empty] | P | 6 | 6 | 6 | 6 | 6 | 0 | FT | ? | ?
1TRCH780 | 0 | 6 | LK | TRENCHING | [5 empty] | P | 6 | 6 | 6 | 6 | 6 | 0 | FT | ? | ?
1TRCH781 | 0 | 6 | LK | TRENCHING | [5 empty] | P | 6 | 6 | 6 | 6 | 6 | 0 | FT | ? | ?
1TRCH782 | 0 | 6 | LK | TRENCHING | [5 empty] | P | 6 | 6 | 6 | 6 | 6 | 0 | FT | ? | ?
SOK512 | 0 | 6.81 | LK | RSLZVA1 RELAY SOCKET |  |  |  |  | RELAY SOCKETS | P | 10.42 | 12.5 | 10.42 | 10.42 | 11.25 | 11.25 | EA | SOK512 | XLK1191
PVC214 | 0 | 65.9736 | LK | 4" PVC ENTRANCE CAP | WEATHERHEAD |  |  |  | PVC ENTR CAP (WEATHERHEAD) | P | 120 | 144 | 120 | 120 | 129.6 | 129.6 | EA | PVC214 | XLK1192
FLO101 | 0 | 0 | LK | LEVEL FLOAT TRANSMITTER |  |  |  | BROCK 701C-F7A-R-A1-B2-CR |  | P | 0 | 0 | 1702.27 | 0 | 1830.54 | 2479.17 | EA | FLO101 | JAS0002
FLO101 | 0 | 0 | LK | LEVEL FLOAT TRANSMITTER |  |  |  | BROCK 701C-F7A-R-A1-B2-CR |  | P | 0 | 0 | 1702.27 | 0 | 1830.54 | 2479.17 | EA | FLO101 | XKJAS2013
XKJAA8013 | 0 | 323.05 | LK | EXPL/PRF SWITCH SELECTOR | 3 POSITION |  |  | ALB 800H-JP2KB7AXXX |  | P | 0 | 0 | 0 | 0 | 631.8 | 0 | EA | ? | ?
BAT112 | 0 | 0 | LK | UPS 1500VA 120V |  |  |  | PWRE PW9130L1500T-XL | BATTERIES AND BATTERY BACK UP (UPS) | P | 602.47 | 722.97 | 602.47 | 542.22 | 0 | 0 | EA | BAT112 | LAC1500
PLCQ728 | 0 | 23.39 | LK | 64K TWIDO CABLE |  |  |  |  | SQUARE D PROGRAMMABLE CONTROLS | P | 52.5 | 63 | 52.5 | 52.5 | 56.7 | 56.7 | EA | PLCQ728 | XLK1194
PLCQ728 | 0 | 23.39 | LK | 64K TWIDO CABLE |  |  |  |  | SQUARE D PROGRAMMABLE CONTROLS | P | 52.5 | 63 | 52.5 | 52.5 | 56.7 | 56.7 | EA | PLCQ728 | XLK480
PLCQ728 | 0 | 23.39 | LK | 64K TWIDO CABLE |  |  |  |  | SQUARE D PROGRAMMABLE CONTROLS | P | 52.5 | 63 | 52.5 | 52.5 | 56.7 | 56.7 | EA | PLCQ728 | XLK675
SUR104 | 0 | 103.55 | LK | QO2175SB SURGE PROTECTOR |  |  |  |  | SURGE PROTECTORS | P | 170.86 | 205.03 | 170.86 | 170.86 | 184.53 | 184.53 | EA | SUR104 | XLK1195
PVC212 | 0 | 65.97 | LK | 3" PVC ENTRANCE CAP | WEATHERHEAD |  |  | THM E998L | PVC ENTR CAP (WEATHERHEAD) | P | 89 | 106.8 | 89 | 89 | 96.12 | 94.34 | EA | PVC212 | BAD0810
PVC212 | 0 | 65.97 | LK | 3" PVC ENTRANCE CAP | WEATHERHEAD |  |  | THM E998L | PVC ENTR CAP (WEATHERHEAD) | P | 89 | 106.8 | 89 | 89 | 96.12 | 94.34 | EA | PVC212 | XLK1196
HET162 | 0 | 714.6 | LK | 10 KW UNIT HEATER 480 VOLT 3 P |  |  |  |  | HEATERS | P | 1285 | 1542 | 1285 | 1285 | 1387.8 | 1387.8 | EA | HET162 | XLK1201
REL364 | 0 | 5.98 | LK | 10A 120VAC 3PDT 11-BLADE RELAY | WITH LED GENERAL PURPOSE |  |  | SQ D RXM3AB2F7 | BLADE TYPE RELAYS | P | 8.97 | 10.76 | 8.97 | 8.97 | 9.69 | 23.03 | EA | REL364 | SQUARE D RXM3AB2F7
REL364 | 0 | 5.98 | LK | 10A 120VAC 3PDT 11-BLADE RELAY | WITH LED GENERAL PURPOSE |  |  | SQ D RXM3AB2F7 | BLADE TYPE RELAYS | P | 8.97 | 10.76 | 8.97 | 8.97 | 9.69 | 23.03 | EA | REL364 | TELEMECANIQUE
REL364 | 0 | 5.98 | LK | 10A 120VAC 3PDT 11-BLADE RELAY | WITH LED GENERAL PURPOSE |  |  | SQ D RXM3AB2F7 | BLADE TYPE RELAYS | P | 8.97 | 10.76 | 8.97 | 8.97 | 9.69 | 23.03 | EA | REL364 | XLK1199
REL364 | 0 | 5.98 | LK | 10A 120VAC 3PDT 11-BLADE RELAY | WITH LED GENERAL PURPOSE |  |  | SQ D RXM3AB2F7 | BLADE TYPE RELAYS | P | 8.97 | 10.76 | 8.97 | 8.97 | 9.69 | 23.03 | EA | REL364 | ZELIO
REL572 | 0 | 93.24 | LK | 700HRM12TU24 RELAY A/B |  |  |  |  | TIME DELAY RELAYS | P | 153.48 | 184.17 | 153.48 | 153.48 | 165.76 | 165.76 | EA | REL572 | XLK1200
REL572 | 0 | 93.24 | LK | 700HRM12TU24 RELAY A/B |  |  |  |  | TIME DELAY RELAYS | P | 153.48 | 184.17 | 153.48 | 153.48 | 165.76 | 165.76 | EA | REL572 | XLK1247
HET164 | 0 | 66.84 | LK | RCC6012C COVE HEATER 120 VOLT |  |  |  |  | HEATERS | P | 106.94 | 128.33 | 106.94 | 106.94 | 115.5 | 115.5 | EA | ? | ?
EN490 | 367.39 | 369.44 | LK | 36X24X10 W/P J-BOX | [5 empty] | P | 0 | 0 | 0 | 0 | 718.2 | 718.2 | EA | ? | ?
CRSB128 | 0 | 109.51 | LK | EDSC175F1 STEEL SWITCH BOX |  |  |  |  | EDSC BOX | P | 333.83 | 400.6 | 333.83 | 333.83 | 273.78 | 273.78 | EA | CRSB128 | XLK1204
XLK1205 | 0 | 1838.8 | LK | REBUILT E-TRANSMITTER | [5 empty] | P | 0 | 0 | 0 | 0 | 3574.8 | 0 | EA | ? | ?
BAL204 | 0 | 58.45 | LK | 175MLTAC35 175 W BALLAST KIT |  |  |  |  | BALLAST | P | 154.82 | 185.78 | 134.63 | 134.63 | 145.4 | 154.82 | EA | BAL204 | XLK1207
PLCQ730 | 0 | 180 | LK | VX5A1400 FAN CONTROL BOARD |  |  |  |  | SQUARE D PROGRAMMABLE CONTROLS | P | 325 | 390 | 325 | 325 | 351 | 351 | EA | PLCQ730 | XLK1208
XLK1209 | 0 | 796.2625 | LK | BREVIK SHOP | [5 empty] | P | 0 | 0 | 0 | 0 | 0 | 0 | EA | ? | ?
XLK1210 | 0 | 16.61 | LK | remote temp sensor | [5 empty] | P | 0 | 0 | 0 | 0 | 32.29 | 0 | EA | ? | ?
XLK1211 | 0 | 90.2 | LK | GARRICK HOUSE | [5 empty] | P | 0 | 0 | 0 | 0 | 0 | 0 | EA | ? | ?
COF496 | 0 | 2.0028 | LK | 3/8"" DUPLEX MC CABLE CONN |  |  |  | 3838AST ARLINGTON | STEEL FLEXIBLE CONDUIT CONNECTS | P | 2.3 | 2.76 | 2 | 2 | 2.91 | 2.91 | EA | COF496 | XLK1212
SCR574 | 0 | 0.02 | LK | RMC832 SCREWS |  |  |  |  | (PANHEAD, SELF-DRILLING, OR SELF-TAPPING) | P | 0.05 | 0.06 | 0.05 | 0.05 | 0.05 | 0.06 | EA | SCR574 | XLK1213
LAM240 | 0 | 3.44 | LK | 50MR16/FL35C 12 VOLT LAMP |  |  |  |  | LAMPS | P | 0 | 0 | 0 | 0 | 5.89 | 7.68 | EA | LAM240 | XLK1214
PLCQ732 | 0 | 524.05 | LK | FAN KIT FOR SQD DRIVE |  |  |  |  | SQUARE D PROGRAMMABLE CONTROLS | P | 943.29 | 1131.95 | 943.29 | 943.29 | 1018.76 | 1018.76 | EA | PLCQ732 | XLK1217
XLK1218 | 0 | 22.15 | LK | 4T2S618 TORK P/T CONN | [5 empty] | P | 0 | 0 | 0 | 0 | 0 | 0 | EA | ? | ?
BRKQ628 | 0 | 60.73 | LK | QOB260 BOLT ON 60A DP SQD |  |  |  |  | SQUARE D 2 POLE BOLT ON BREAKERS | P | 80.1 | 96.12 | 80.1 | 72.09 | 87.65 | 106 | EA | BRKQ628 | BRKR
BRKQ628 | 0 | 60.73 | LK | QOB260 BOLT ON 60A DP SQD |  |  |  |  | SQUARE D 2 POLE BOLT ON BREAKERS | P | 80.1 | 96.12 | 80.1 | 72.09 | 87.65 | 106 | EA | BRKQ628 | XLK1219
VFD420 | 0 | 14550 | LK | 150 HP VFD SQ.D |  |  |  |  | VARIABLE FREQUENCY DRIVES | P | 0 | 0 | 0 | 0 | 26055 | 26055 | EA | VFD420 | XLK1220
VFD420 | 0 | 14550 | LK | 150 HP VFD SQ.D |  |  |  |  | VARIABLE FREQUENCY DRIVES | P | 0 | 0 | 0 | 0 | 26055 | 26055 | EA | VFD420 | XLK983
REL570 | 0 | 100.15 | LK | 700HR52TU24 T/D RELAY |  |  |  |  | TIME DELAY RELAYS | P | 198.55 | 238.26 | 198.55 | 198.55 | 214.43 | 214.43 | EA | REL570 | XLK1223
LAM196 | 27.43 | 33.45 | LK | BULB MH (PULSE) 400W |  |  |  | OSRA M400/PS/U | LAMPS | P | 62.9 | 83.92 | 62.9 | 56.61 | 95.04 | 95.04 | EA | LAM196 | PAG3410
UNI800 | 0 | 0 | LK | 1/2" EMT UNISTRUT CLAMP |  |  |  | BLS B2001-1/2 OR EQUAL | UNISTRUT PRODUCTS | P | 1.48 | 1.78 | 1.48 | 0 | 1.6 | 1.57 | EA | UNI800 | BAP0101
UNI800 | 0 | 0 | LK | 1/2" EMT UNISTRUT CLAMP |  |  |  | BLS B2001-1/2 OR EQUAL | UNISTRUT PRODUCTS | P | 1.48 | 1.78 | 1.48 | 0 | 1.6 | 1.57 | EA | UNI800 | BLINE B2001-ZN-1/2
XFAB2310B | 5.18 | 5.18 | LK | POWER DISTRIBUTION BLOCK COVER |  |  |  | BUR BDBCOVER2 |  | P | 0 | 0 | 9.66 | 0 | 0 | 0 | EA | XFAB2310B | FAB2310B
ENS560 | 538.64 | 418.66 | LK | 48 x 36" M ETAL ENCLOSURE |  |  |  | HOFFMAN A483612LP | ENCLOSURES, METAL | P | 807.3 | 968.76 | 780.39 | 780.39 | 1089.99 | 1344.4 | EA | ENS560 | HOFFMAN A483612LP
ENS560 | 538.64 | 418.66 | LK | 48 x 36" M ETAL ENCLOSURE |  |  |  | HOFFMAN A483612LP | ENCLOSURES, METAL | P | 807.3 | 968.76 | 780.39 | 780.39 | 1089.99 | 1344.4 | EA | ENS560 | XLK1224
ENB500 | 160.06 | 145.31 | LK | 36" X 48" ENCLOSURE BACKPLATE |  |  |  | HOFFMAN A48P36 | ENCLOSURE BACKPLATES | P | 202.32 | 242.78 | 195.58 | 195.58 | 324 | 399.04 | EA | ENB500 | HOFFMAN A48P36
ENB500 | 160.06 | 145.31 | LK | 36" X 48" ENCLOSURE BACKPLATE |  |  |  | HOFFMAN A48P36 | ENCLOSURE BACKPLATES | P | 202.32 | 242.78 | 195.58 | 195.58 | 324 | 399.04 | EA | ENB500 | XLK1225
TRA225 | 0 | 32.9736 | LK | P/T ADAPTER SS |  |  |  | Jasper 252651 |  | P | 60.55 | 72.66 | 60.55 | 60.55 | 65.39 | 64.18 | EA | TRA225 | JASPER 252651
TRA225 | 0 | 32.9736 | LK | P/T ADAPTER SS |  |  |  | Jasper 252651 |  | P | 60.55 | 72.66 | 60.55 | 60.55 | 65.39 | 64.18 | EA | TRA225 | XLK1226
CLC310 | 0 | 0.624 | LK | 2" CONDUIT HANGER CLAMP | (MINERALLAC) |  |  |  | CONDUIT CLAMPS | P | 0 | 0 | 0 | 0 | 2.35 | 2.35 | EA | CLC310 | XLK1227
XLK1228 | 0 | 4.78 | LK | 3PJBA BOX ADAPTER | [5 empty] | P | 0 | 0 | 0 | 0 | 9.29 | 0 | EA | ? | ?
FLO500 | 0 | 0 | LK | REMOTE MOUNT FLOW ANALYZER WP |  |  |  | DAVES MC-III P/N 50179078 | FLOW METERS | P | 1343.52 | 1612.22 | 1343.52 | 1343.52 | 1451 | 1892.39 | EA | FLO500 | JAS1000
NIP604 | 0 | 6.4 | LK | 2 1/2" X CLOSE NIPPLE | GALV CONDUIT |  |  |  | GALV CONDUIT NIPPLES | P | 10.89 | 13.06 | 10.89 | 10.89 | 9.29 | 11.54 | EA | NIP604 | BAK0712
NIP604 | 0 | 6.4 | LK | 2 1/2" X CLOSE NIPPLE | GALV CONDUIT |  |  |  | GALV CONDUIT NIPPLES | P | 10.89 | 13.06 | 10.89 | 10.89 | 9.29 | 11.54 | EA | NIP604 | NI502
COF700 | 0 | 4.1991 | LK | 1/2" 45 DEGREE SEALTITE FLEX | CONNECTOR |  |  | THM 5242 | 45 DEGREE SEALTITE FLEX CONNECT | P | 8.88 | 10.66 | 7.11 | 6.4 | 6.91 | 9.41 | EA | COF700 | BAI0103
COF700 | 0 | 4.1991 | LK | 1/2" 45 DEGREE SEALTITE FLEX | CONNECTOR |  |  | THM 5242 | 45 DEGREE SEALTITE FLEX CONNECT | P | 8.88 | 10.66 | 7.11 | 6.4 | 6.91 | 9.41 | EA | COF700 | T&B 5242
COF700 | 0 | 4.1991 | LK | 1/2" 45 DEGREE SEALTITE FLEX | CONNECTOR |  |  | THM 5242 | 45 DEGREE SEALTITE FLEX CONNECT | P | 8.88 | 10.66 | 7.11 | 6.4 | 6.91 | 9.41 | EA | COF700 | XLK947
COF700 | 0 | 4.1991 | LK | 1/2" 45 DEGREE SEALTITE FLEX | CONNECTOR |  |  | THM 5242 | 45 DEGREE SEALTITE FLEX CONNECT | P | 8.88 | 10.66 | 7.11 | 6.4 | 6.91 | 9.41 | EA | COF700 | ZC050
SPR306 | 0 | 4.86 | LK | SPRAY DE-ICER, SPRAY CAN |  |  |  |  | SPRAY CANS | P | 0 | 0 | 0 | 0 | 9.45 | 9.45 | EA | SPR306 | XLK1232
CLG362 | 0 | 1.8831 | LK | 3/4" GROUND ROD CLAMP |  |  |  | BUR GRC34 | GROUND ROD CLAMP | P | 6.66 | 7.99 | 5.79 | 4.63 | 6.85 | 6.85 | EA | CLG362 | BURNDY GRC34
CLG362 | 0 | 1.8831 | LK | 3/4" GROUND ROD CLAMP |  |  |  | BUR GRC34 | GROUND ROD CLAMP | P | 6.66 | 7.99 | 5.79 | 4.63 | 6.85 | 6.85 | EA | CLG362 | CAB3
CLG362 | 0 | 1.8831 | LK | 3/4" GROUND ROD CLAMP |  |  |  | BUR GRC34 | GROUND ROD CLAMP | P | 6.66 | 7.99 | 5.79 | 4.63 | 6.85 | 6.85 | EA | CLG362 | PENN UNION CAB-3
CLG362 | 0 | 1.8831 | LK | 3/4" GROUND ROD CLAMP |  |  |  | BUR GRC34 | GROUND ROD CLAMP | P | 6.66 | 7.99 | 5.79 | 4.63 | 6.85 | 6.85 | EA | CLG362 | RAA3400
CLG362 | 0 | 1.8831 | LK | 3/4" GROUND ROD CLAMP |  |  |  | BUR GRC34 | GROUND ROD CLAMP | P | 6.66 | 7.99 | 5.79 | 4.63 | 6.85 | 6.85 | EA | CLG362 | XDC807
CLG362 | 0 | 1.8831 | LK | 3/4" GROUND ROD CLAMP |  |  |  | BUR GRC34 | GROUND ROD CLAMP | P | 6.66 | 7.99 | 5.79 | 4.63 | 6.85 | 6.85 | EA | CLG362 | ZC146
1TR798 | 0 | 50 | LK | TRAILER | [5 empty] | P | 50 | 50 | 50 | 15.68 | 50 | 0 | DAY | ? | ?
LAM192 | 0 | 0 | LK | BULB MH (REGULAR) 250W | LAMP REGULAR |  |  | OSRA M250/U CLR BT28MOG | LAMPS | P | 25.94 | 31.13 | 25.94 | 23.35 | 25.94 | 29.83 | EA | LAM192 | PAG3250
MUR902 | 0 | 0 | LK | A20PE-75 PRESSURE SWITCHGAGE | 0-75PSI MURPHY |  |  |  | PRESSURE SWITCHES | P | 174.57 | 209.48 | 151.8 | 168.55 | 182.03 | 182.03 | EA | MUR902 | JAW0026
COF432 | 0 | 0 | LK | 3" SEALITE FLEX CONDUIT UL | WITH GRD WIRE |  |  | FLX 3IN-UA/UL/LA LIQ-TITE FLX | SEALTITE FLEX CONDUIT WITH GRD WIRE (UA) | P | 23.58 | 28.96 | 23.58 | 14.12 | 25.47 | 24.99 | FT | COF432 | BAI0800
PLCQ734 | 0 | 316.6221 | LK | TM2AMM6HT CARD |  |  |  |  | SQUARE D PROGRAMMABLE CONTROLS | P | 555.45 | 666.54 | 483 | 483 | 521.64 | 588.78 | EA | PLCQ734 | XLK1233
HET166 | 0 | 158.05 | LK | 75W. DIN RAIL HEATER |  |  |  |  | HEATERS | P | 260.55 | 312.66 | 260.55 | 260.55 | 281.39 | 281.39 | EA | HET166 | XLK1234
THM102 | 0 | 62.73 | LK | DIN RAIL THERMOSTAT |  |  |  |  | THERMOSTATS | P | 0 | 0 | 0 | 0 | 117.29 | 117.29 | EA | THM102 | XLK1235
FLO104 | 0 | 1375 | LK | OLEUM 20' F1 PROBE |  |  |  |  | FLOATS AND FLOAT SWITCH | P | 2475 | 2970 | 2475 | 2475 | 2673 | 2673 | EA | FLO104 | XLK1236
FLO106 | 0 | 1701 | LK | OLEUM 20' F2 PROBE |  |  |  |  | FLOATS AND FLOAT SWITCH | P | 2600 | 3120 | 2600 | 2600 | 2808 | 2600 | EA | FLO106 | XLK1237
FLO108 | 0 | 315 | LK | KIMRAY 2" SS FLOAT 2200 SLS |  |  |  |  | FLOATS AND FLOAT SWITCH | P | 667.8 | 801.36 | 667.8 | 667.8 | 865 | 865 | EA | FLO108 | XLK1238
TRA122 | 0 | 22.15 | LK | RK4T-2/SG18 CORD FOR TRANSMITT |  |  |  |  | TRANSMITTERS | P | 40 | 48 | 40 | 40 | 43.2 | 43.2 | EA | TRA122 | XLK1239
XLK1241 | 0 | 130 | LK | NITROGEN VALVE | [5 empty] | P | 0 | 0 | 0 | 0 | 252.72 | 0 | EA | ? | ?
BRKS217 | 0 | 86.62 | LK | 125A DP SIEMENS BREAKER |  |  |  | Q2125 | DP - 240 VOLT SIEMENS BREAKER | P | 252.03 | 302.43 | 252.03 | 201.62 | 102.6 | 201.62 | EA | BRKS217 | XLK1243
TRW600 | 0 | 5.19 | LK | F44GCP WIREWAY END |  |  |  |  | WIRING TROUGH | P | 0 | 0 | 0 | 0 | 0 | 0 | EA | TRW600 | XLK1244
TAP238 | 0 | 75.97 | LK | ALUMINUM TAPE |  |  |  |  | TAPE | P | 17.15 | 20.58 | 17.15 | 15.43 | 147.69 | 147.69 | EA | TAP238 | XLK1246
POW112 | 0 | 101.83 | LK | POWER SUPPLY 1.2A 29W 24V |  |  |  | HEVI SLS-24-012T | POWER SUPPLY | P | 70.28 | 84.33 | 70.28 | 70.28 | 75.9 | 75.9 | EA | POW112 | LAD1013
POW112 | 0 | 101.83 | LK | POWER SUPPLY 1.2A 29W 24V |  |  |  | HEVI SLS-24-012T | POWER SUPPLY | P | 70.28 | 84.33 | 70.28 | 70.28 | 75.9 | 75.9 | EA | POW112 | XLK1044
XLK1248 | 0 | 314.35 | LK | MORTENSON MISC PARTS | [5 empty] | P | 0 | 0 | 0 | 0 | 0 | 0 | EA | ? | ?
XLKR01 | 3.29 | 3.29 | LK | 1 IN X 1/2 IN STEEL REDUCING | BUSHING |  |  |  |  | L | 0 | 0 | 0 | 0 | 0 | 0 | EA | ? | ?
XLKR04 | 3.09 | 3.09 | LK | 3/4 IN X 1/2 IN REDUCING STEEL | BUSHING |  |  |  |  | L | 0 | 0 | 0 | 0 | 0 | 0 | EA | ? | ?
BAT098 | 3.996 | 5.1994 | LK | SAT ALARM BATTERY CHARGER | [5 empty] | P | 0 | 0 | 0 | 0 | 7.75 | 10.5 | EA | BAT098 | XLKC01
MET621 | 239.7 | 200 | LK | R208CR2A 200AMAP METER BASE | RESIDENTIAL/CONSTRUCTION | SERVICE ENTRANCE |  |  |  | P | 0 | 0 | 0 | 0 | 0 | 0 | EA | ? | ?
xlk1249 | 0 | 0 | lk | 6 VOLT SOLAR CHARGER | [5 empty] | P | 0 | 0 | 0 | 0 | 145.8 | 0 | ea | ? | ?
xlk1250 | 0 | 83.33 | lk | 2' x 2' x 6' STEEL STAND | [5 empty] | P | 0 | 0 | 0 | 0 | 162 | 0 | ea | ? | ?
BRD506 | 186.64 | 186.64 | LK | DIN RAIL MINI BREAKER 3P 30A | MULTI 9 |  |  |  |  | P | 0 | 0 | 0 | 0 | 0 | 0 | EA | ? | ?
BRD400 | 129.16 | 129.16 | LK | DIN RAIL MINI BREAKER 2P 10A | MULTI 9 |  |  |  |  | P | 0 | 0 | 0 | 0 | 0 | 0 | EA | ? | ?
BRD500 | 186.64 | 186.64 | LK | DIN RAIL MINI BREAKER 3P 20A | MULTI 9 |  |  |  |  | P | 0 | 0 | 0 | 0 | 0 | 0 | EA | ? | ?
BRD300 | 59.84 | 59.84 | LK | DIN RAIL MINI BREAKER 1P 15A | MULTI 9 |  |  |  |  | P | 0 | 0 | 0 | 0 | 0 | 0 | EA | ? | ?
HET098 | 77 | 77 | LK | REPLACEMENT HEATER FLOAT PROBE | [5 empty] | P | 0 | 0 | 0 | 0 | 0 | 0 | EA | ? | ?
XLKP01 | 150 | 150 | LK | SIZE 1 PANEL, ENCLOSURE ONLY | [5 empty] | L | 0 | 0 | 0 | 0 | 0 | 0 | EA | ? | ?
TR430 | 0 | 0 | LK | 5 KVA 7200 SINGLE BUSHING CSP | TRANSFORMER 120/240 |  |  |  |  | P | 915 | 1098 | 915 | 915 | 0 | 969.9 | EA | ? | ?
XMLB002 | 0 | 50 | LK | RT ANGLE WALL BRACKET | FOR LITE FIXTURE |  |  |  |  | P | 89.17 | 107 | 89.17 | 89.17 | 90 | 0 | EA | ? | ?
BOL102 | 0 | 0 | LK | 3/8" X 8" CARRIAGE BOLT |  |  |  |  | CARRIAGE BOLTS | P | 2.91 | 3.5 | 2.53 | 2.53 | 2.73 | 2.91 | EA | BOL102 | XHB000
SWTQ700 | 0 | 442.72 | LK | HU364RB N/F DISCONNECT 200 AMP | [5 empty] | P | 0 | 0 | 0 | 0 | 826.2 | 826.2 | EA | SWTQ700 | SW588
TI550 | 0 | 10.93 | LK | TIE WIRE (BALING WIRE) SPOOL | [5 empty] | P | 12.96 | 15.55 | 12.96 | 12.96 | 21.6 | 21.6 | EA | ? | ?
REB100 | 0 | 0 | LK | 3/8" REBAR |  |  |  |  | REBAR | P | 9.68 | 11.61 | 9.68 | 9.68 | 11.61 | 0 | EA | ? | ?
NI110 | 0 | 0 | LK | 2" CHASE NIPPLE | [5 empty] | P | 7.96 | 9.55 | 7.96 | 7.96 | 0 | 8.44 | EA | ? | ?
XLK1281 | 0 | 1900 | LK | TRANSFORMER SKID 150 KVA | [5 empty] | P | 0 | 0 | 0 | 0 | 3607.2 | 0 | EA | ? | ?
xlk1252 | 48.34 | 48.36 | LK | 14x19x12 fibeglass box | [5 empty] | P | 0 | 0 | 0 | 0 | 94.01 | 0 | ea | ? | ?
CLC319 | 0 | 8.9472 | LK | 1/2&3/4" BEAM CLAMP FOR RIGID | EMT & FLEX METAL CONDUIT |  |  | APP AJ5075 |  | P | 0 | 0 | 0 | 0 | 16.52 | 16.22 | EA | CLC319 | APP AJ5075
CLC319 | 0 | 8.9472 | LK | 1/2&3/4" BEAM CLAMP FOR RIGID | EMT & FLEX METAL CONDUIT |  |  | APP AJ5075 |  | P | 0 | 0 | 0 | 0 | 16.52 | 16.22 | EA | CLC319 | PIPE HANGAR
CLC319 | 0 | 8.9472 | LK | 1/2&3/4" BEAM CLAMP FOR RIGID | EMT & FLEX METAL CONDUIT |  |  | APP AJ5075 |  | P | 0 | 0 | 0 | 0 | 16.52 | 16.22 | EA | CLC319 | PIPE HANGER
CLC319 | 0 | 8.9472 | LK | 1/2&3/4" BEAM CLAMP FOR RIGID | EMT & FLEX METAL CONDUIT |  |  | APP AJ5075 |  | P | 0 | 0 | 0 | 0 | 16.52 | 16.22 | EA | CLC319 | XLK1266
LAM190 | 0 | 18.46 | LK | BULB MH (REGULAR) 400W | LAMP REGULAR |  |  | OSRA M400/U CLR BT37MOG | LAMPS | P | 0 | 0 | 23.1 | 0 | 0 | 0 | EA | LAM190 | PAG3400
LAM246 | 0 | 0 | LK | BULB HIGH PRESSURE SODIUM 400 |  |  |  | OSRA LU400/ECO WALPAK (20/box) | LAMPS | P | 0 | 0 | 24.5 | 87.14 | 0 | 0 | EA | LAM246 | PAG2400
ZSKID1 | 0 | 0.001 | LK | SOLAR SKID RENTAL | [5 empty] | P | 0 | 0 | 0 | 0 | 0 | 0 | EA | ? | ?
ZSKID2 | 0 | 0.0001 | LK | SOLAR SKID RENTAL | [5 empty] | P | 0 | 0 | 0 | 0 | 0 | 0 | EA | ? | ?
ZSKID3 | 0 | 0.0001 | LK | SOLAR SKID RENTAL | [5 empty] | P | 0 | 0 | 0 | 0 | 0 | 0 | EA | ? | ?
XLK1253 | 0 | 1689.1429 | LK | UM282R1F2312 25' PROBE | [5 empty] | P | 0 | 0 | 0 | 0 | 2808 | 0 | EA | ? | ?
XLK1254 | 0 | 1660.41 | LK | 4" BUTTER FLY VALVE | [5 empty] | P | 0 | 0 | 0 | 0 | 4320 | 0 | EA | ? | ?
XLK1255 | 0 | 237.6 | LK | OLEUMTECH BATTERY | [5 empty] | P | 0 | 0 | 0 | 0 | 113.94 | 0 | EA | ? | ?
xlk1256 | 0 | 0 | LK | JASON YOUNG | [5 empty] | P | 0 | 0 | 0 | 0 | 0 | 0 | EA | ? | ?
ZTR1 | 0 | 0.01 | LK | 600V TO 480 V 150KVA | TRANSFORMER RENTAL |  |  |  |  | P | 0 | 0 | 0 | 0 | 45 | 0 | EA | ? | ?
ZTR2 | 0 | 0.01 | LK | 480V TO 120/280V 75KVA | TRANSFORMER RENTAL |  |  |  |  | P | 0 | 0 | 0 | 0 | 45 | 0 | EA | ? | ?
ZTR3 | 0 | 0.0144 | LK | 600V TO 480V 150KVA | TRANSFORMER RENTAL |  |  |  |  | P | 0 | 0 | 0 | 0 | 80 | 0 | EA | ? | ?
ZTR7 | 0 | 0.01 | LK | 480 TO 120/208 75JVA | TRANSFORMER RENTAL |  |  |  |  | P | 0 | 0 | 0 | 0 | 48.6 | 0 | EA | ? | ?
ZTR6 | 0 | 0.0001 | LK | 480 TO 120/208 75JVA | TRANSFORMER RENTAL |  |  |  |  | L | 0 | 0 | 0 | 0 | 0 | 0 | EA | ? | ?
ZTR4 | 0 | 0.01 | LK | 480V TO 120/280V 75KVA | TRANSFORMER RENTAL |  |  |  |  | P | 0 | 0 | 0 | 0 | 40 | 0 | EA | ? | ?
ZTR20 | 0 | 0.01 | LK | 600 V TO 120/208V 75KVA | TRANSFORMER RENTAL |  |  |  |  | P | 0 | 0 | 0 | 0 | 40 | 0 | EA | ? | ?
ZTR5 | 0 | 0.0001 | LK | 480 TO 120/208 75KVA | TRANSFORMER RENTAL |  |  |  |  | L | 0 | 0 | 0 | 0 | 0 | 0 | EA | ? | ?
ZTR8 | 0 | 0.0001 | LK | 600V TO 480V 150KVA | TRANSFORMER RENTAL |  |  |  |  | L | 0 | 0 | 0 | 0 | 0 | 0 | EA | ? | ?
ZTR9 | 0 | 0.0001 | LK | 480V TO 120/208V 75KVA | TRANSFORMER RENTAL |  |  |  |  | L | 0 | 0 | 0 | 0 | 0 | 0 | EA | ? | ?
ZTR10 | 0 | 0.01 | LK | 600V TO 480V 150KVA | TRANSFORMER RENTAL |  |  |  |  | P | 0 | 0 | 0 | 0 | 90 | 0 | EA | ? | ?
ZTR11 | 0 | 0.01 | LK | 480V TO 120/280V 75KVA | TRANSFORMER RENTAL |  |  |  |  | P | 0 | 0 | 0 | 0 | 50 | 0 | EA | ? | ?
ZTR12 | 0 | 0.01 | LK | 600V TO 480V 150KVA | TRANSFORMER RENTAL |  |  |  |  | P | 0 | 0 | 0 | 0 | 50 | 0 | EA | ? | ?
ZTR13 | 0 | 0.01 | LK | 480V TO 120/208V 75KVA | TRANSFORMER RENTAL |  |  |  |  | P | 0 | 0 | 0 | 0 | 50 | 0 | EA | ? | ?
ZTR14 | 0 | 0.01 | LK | 600V TO 480V 75KVA | TRANSFORMER RENTAL |  |  |  |  | P | 0 | 0 | 0 | 0 | 50 | 0 | EA | ? | ?
ZTR15 | 0 | 0.01 | LK | 480V TO 120/208V 75KVA | TRANSFORMER RENTAL |  |  |  |  | P | 0 | 0 | 0 | 0 | 50 | 0 | EA | ? | ?
ZTR16 | 0 | 0.01 | LK | 600V TO 480V 150KVA | TRANSFORMER RENTAL |  |  |  |  | P | 0 | 0 | 0 | 0 | 90 | 0 | EA | ? | ?
ZTR17 | 0 | 0.01 | LK | 480V TO 120/208V 75KVA | TRANSFORMER RENTAL |  |  |  |  | P | 0 | 0 | 0 | 0 | 40 | 0 | EA | ? | ?
ZTR18 | 0 | 0.01 | LK | 480V TO 120/208V 75KVA | TRANSFORMER RENTAL |  |  |  |  | P | 0 | 0 | 0 | 0 | 48.6 | 0 | EA | ? | ?
ZTR19 | 0 | 0.01 | LK | 600V TO 480V 150KVA | TRANSFORMER RENTAL |  |  |  |  | L | 0 | 0 | 0 | 0 | 400 | 0 | EA | ? | ?
ZBR21 | 0 | 0.0001 | LK | 200 AMP 480V BREAKER BOX | RENTAL |  |  |  |  | L | 0 | 0 | 0 | 0 | 0 | 0 | EA | ? | ?
PER800 | 0 | 0 | LK | STATE ELECTRICAL CERTIFICATE | PERMIT |  |  |  |  | P | 401.98 | 401.98 | 401.98 | 401.98 | 0 | 426.1 | EA | PER800 | PE620
xlk1257 | 0 | 833.33 | LK | DTU361RB 30 AMP TRANSFER SWITC | [5 empty] | P | 0 | 0 | 0 | 0 | 1620 | 0 | EA | ? | ?
XMBR261 | 0 | 0 | LK | 20 AMP SP SIEMANS BREAKER | [5 empty] | P | 7.08 | 8.5 | 7.08 | 7.08 | 0 | 0 | EA | ? | ?
XLK1258 | 0 | 202.89 | LK | 2 EXP PRF TEK CONN | [5 empty] | P | 0 | 0 | 0 | 0 | 394.42 | 0 | EA | ? | ?
XLK1259 | 0 | 222.22 | LK | 50' GROUNDING REEL | [5 empty] | P | 0 | 0 | 0 | 0 | 432 | 0 | EA | ? | ?
ZSKID4 | 0 | 0.0001 | LK | SOLAR SKID RENTAL | [5 empty] | P | 0 | 0 | 0 | 0 | 0 | 0 | EA | ? | ?
XLK1260 | 0 | 443.29 | LK | EXP PRF EM STOP BOX | [5 empty] | P | 0 | 0 | 0 | 0 | 864 | 0 | EA | ? | ?
14ST764 | 0 | 45 | LK | SERVICE TRUCK | [5 empty] | P | 45 | 45 | 45 | 26.17 | 50 | 0 | HR | ? | ?
14ST765 | 0 | 45 | LK | SERVICE TRUCK | [5 empty] | P | 45 | 45 | 45 | 26.17 | 50 | 0 | HR | ? | ?
1PLOAD | 0 | 0.0001 | LK | PAYLOADER RENTAL | [5 empty] | P | 175 | 175 | 175 | 175 | 175 | 0 | HR | ? | ?
XLK1262 | 0 | 115 | LK | HIM FOR SQD VFD | [5 empty] | P | 0 | 0 | 0 | 0 | 243 | 0 | EA | ? | ?
xlk1263 | 0 | 1109.96 | lk | 4728 bs&w card | [5 empty] | P | 0 | 0 | 0 | 0 | 2160 | 0 | ea | ? | ?
XLK1264 | 0 | 522.22 | LK | SM5000 HEAD & 4" RTD PROBE | [5 empty] | P | 0 | 0 | 0 | 0 | 1015.2 | 0 | EA | ? | ?
XLK1229 | 0 | 2.217 | LK | 15 AMP DECORA OUTLET | [5 empty] | P | 0 | 0 | 0 | 0 | 5.4 | 0 | EA | ? | ?
KAD200 | 0 | 0 | LK | TESTING XREF | ADAPTER (FNA) #C306TB1 |  |  |  |  | P | 0 | 0 | 0 | 0 | 0 | 0 | EA | ? | ?
xlk1265 | 0 | 780.238 | LK | 800 AMP CT CAN | [5 empty] | P | 0 | 0 | 0 | 0 | 1551.53 | 0 | EA | ? | ?
XLK1267 | 0 | 2970 | LK | 2" W/M VALVE 12 VDC 6000 LB | [5 empty] | P | 0 | 0 | 0 | 0 | 4320 | 4256 | EA | ? | ?
xlk1268 | 0 | 131.75 | lk | t631a1006 honeywell stat | [5 empty] | P | 0 | 0 | 0 | 0 | 244.62 | 0 | ea | ? | ?
XLK1269 | 0 | 1.22 | LK | 16/3 VUTRON RUBBER CORD | [5 empty] | P | 0 | 0 | 0 | 0 | 2.38 | 0 | EA | ? | ?
XLK1271 | 0 | 68.49 | LK | 2920FS FLIP COVER OUTLET | [5 empty] | P | 0 | 0 | 0 | 0 | 145.65 | 0 | EA | ? | ?
XLK1272 | 0 | 7.4513 | LK | CONCETE JUNGLE | [5 empty] | P | 0 | 0 | 0 | 0 | 0 | 0 | EA | ? | ?
XLK1273 | 0 | 125.26 | LK | 8 PORT ETHERNET SWITCH | [5 empty] | P | 0 | 0 | 0 | 0 | 259.2 | 0 | EA | ? | ?
14ST447 | 0 | 0 | LK | SERVICE TRUCK | [5 empty] | P | 28.3 | 31.13 | 28.3 | 26.17 | 0 | 0 | HR | ? | ?
HAR125 | 0 | 3015 | LK | HARMONIC FILTER 100HP |  |  |  | TCI HG100AW01XM-3R |  | P | 0 | 0 | 6765 | 0 | 5861.16 | 9607.51 | EA | HAR125 | IAR0100
xlk1274 | 0 | 207.99 | LK | 3" FIBERGLASS BULKHEAD COUP | [5 empty] | P | 0 | 0 | 0 | 0 | 428.65 | 0 | EA | ? | ?
14ST801 | 0 | 45 | LK | 4 x 4 H.D. SERVICE TRUCK | [5 empty] | P | 45 | 45 | 45 | 26.17 | 50 | 0 | HR | ? | ?
XLK1275 | 0 | 33.91 | LK | CABLE FOR XBTZ9780 | [5 empty] | P | 0 | 0 | 0 | 0 | 72.36 | 0 | EA | ? | ?
xlk1276 | 112.11 | 104.5965 | LK | x-large gutter lug 500 mcm | [5 empty] | P | 0 | 0 | 0 | 0 | 217.94 | 0 | ea | ? | ?
xlk1277 | 0 | 128.2 | lk | cs6364 50 amp conn 125/250 | [5 empty] | P | 0 | 0 | 0 | 0 | 249.26 | 0 | ea | ? | ?
SWTQ404 | 0 | 1493.31 | LK | 400A 600V 3P FUSIBLE SAFETY | SWITCH WITHOUT KNOCKOUTS |  |  | SQD H365AWK |  | P | 3140.65 | 3768.78 | 2731 | 3298.05 | 0 | 3140.65 | EA | SWTQ404 | IAI1400
SWTQ404 | 0 | 1493.31 | LK | 400A 600V 3P FUSIBLE SAFETY | SWITCH WITHOUT KNOCKOUTS |  |  | SQD H365AWK |  | P | 3140.65 | 3768.78 | 2731 | 3298.05 | 0 | 3140.65 | EA | SWTQ404 | SQUARE D H365AWK
xlk1278 | 0 | 142.94 | lk | lens replacement for pgl hubbe | [5 empty] | P | 0 | 0 | 0 | 0 | 277.88 | 0 | ea | ? | ?
XIAI2400 | 0 | 1177.22 | LK | DISCONNECT 400A 600V NONFUSED |  |  |  | SQD HU365AWK |  | P | 0 | 0 | 2934.32 | 0 | 2103 | 2067.46 | EA | XIAI2400 | IAI2400
WAS606 | 0 | 0 | LK | 3/4" GALV FLAT WASHER | [5 empty] | P | 0.65 | 0.77 | 0.56 | 0.56 | 0 | 0.65 | EA | ? | ?
TLSB101 | 0 | 0 | LK | PILOT POINT DRILL BIT | [5 empty] | P | 12.21 | 14.65 | 12.21 | 12.21 | 0 | 12.94 | EA | ? | ?
TLSB102 | 0 | 0 | LK | BLACK OXIDE DRILL BIT | [5 empty] | P | 36.48 | 43.78 | 36.48 | 36.48 | 0 | 38.67 | EA | ? | ?
XLK 1279 | 0 | 0 | LK | L/F PRESSURE GUAGE 2-1/2" | [5 empty] | P | 0 | 0 | 0 | 0 | 16.2 | 0 | EA | ? | ?
XLK1280 | 0 | 23.845 | LK | L/F PRESSURE GAUGE 2-1/2" | [5 empty] | P | 0 | 0 | 0 | 0 | 49.68 | 0 | EA | ? | ?
XLK1279 | 0 | 20.4329 | LK | L/F PRESSURE GAUGE 2-1/2" | [5 empty] | P | 0 | 0 | 0 | 0 | 49.68 | 0 | EA | ? | ?
XLK1282 | 0 | 288.28 | LK | 3 POLE 100 AMP BQD3100 BREAKER | [5 empty] | P | 0 | 0 | 0 | 0 | 545.4 | 0 | EA | ? | ?
PAD110 | 0 | 675 | LK | 4' X 7' X 6" CEMENT PAD | [5 empty] | P | 0 | 0 | 0 | 0 | 1377.81 | 1377.88 | EA | ? | ?
xlk1284 | 0 | 8.41 | lk | replacement knob for 800t | [5 empty] | P | 0 | 0 | 0 | 0 | 12.26 | 0 | ea | ? | ?
xlk1285 | 0 | 29.66 | lk | 2 pole 50 amp bolt on breaker | [5 empty] | P | 0 | 0 | 0 | 0 | 57.67 | 0 | ea | ? | ?
xlk1286 | 0 | 153 | lk | exp prf pilot light 800hqph2m | [5 empty] | P | 0 | 0 | 0 | 0 | 297.43 | 0 | ea | ? | ?
PLCO793 | 0 | 300.2897 | lk | 3-FT HIGH LEVEL SWITCH |  |  |  | OLEUM HLT036 |  | P | 576.85 | 699.22 | 576.85 | 576.85 | 623 | 623 | ea | PLCO793 | OLEUMTECH HLT-036
PLCO793 | 0 | 300.2897 | lk | 3-FT HIGH LEVEL SWITCH |  |  |  | OLEUM HLT036 |  | P | 576.85 | 699.22 | 576.85 | 576.85 | 623 | 623 | ea | PLCO793 | XLK1287
xlk 1288 | 0 | 0 | LK | SEPARATOR FLOAT HOUSING | [5 empty] | P | 0 | 0 | 0 | 0 | 664.2 | 0 | EA | ? | ?
XLK1289 | 0 | 33.2 | LK | MALE PROVING CORD END | [5 empty] | P | 0 | 0 | 0 | 0 | 64.8 | 0 | EA | ? | ?
1TRCH805 | 0 | 6 | LK | TRENCHING | [5 empty] | P | 6 | 6 | 6 | 6 | 6 | 0 | FT | ? | ?
FLO098 | 46.27 | 326.1808 | LK | SEPARATOR FLOAT HOUSING | [5 empty] | P | 0 | 0 | 0 | 0 | 664.2 | 664.2 | EA | FLO098 | XLK1288
WIC161 | 0 | 1782.2965 | LK | 16/4C (2 PR) CU 600V ARMORED | CABLE DIRECT BURIAL |  |  | OKONITE 561603402 OR EQUAL |  | P | 3823.75 | 4588.5 | 3325 | 3406.2 | 3823.75 | 3649.5 | MFT | WIC161 | AAY0102
WIC161 | 0 | 1782.2965 | LK | 16/4C (2 PR) CU 600V ARMORED | CABLE DIRECT BURIAL |  |  | OKONITE 561603402 OR EQUAL |  | P | 3823.75 | 4588.5 | 3325 | 3406.2 | 3823.75 | 3649.5 | MFT | WIC161 | CLX
WIC161 | 0 | 1782.2965 | LK | 16/4C (2 PR) CU 600V ARMORED | CABLE DIRECT BURIAL |  |  | OKONITE 561603402 OR EQUAL |  | P | 3823.75 | 4588.5 | 3325 | 3406.2 | 3823.75 | 3649.5 | MFT | WIC161 | CW001
WIC161 | 0 | 1782.2965 | LK | 16/4C (2 PR) CU 600V ARMORED | CABLE DIRECT BURIAL |  |  | OKONITE 561603402 OR EQUAL |  | P | 3823.75 | 4588.5 | 3325 | 3406.2 | 3823.75 | 3649.5 | MFT | WIC161 | CW089
WIC161 | 0 | 1782.2965 | LK | 16/4C (2 PR) CU 600V ARMORED | CABLE DIRECT BURIAL |  |  | OKONITE 561603402 OR EQUAL |  | P | 3823.75 | 4588.5 | 3325 | 3406.2 | 3823.75 | 3649.5 | MFT | WIC161 | HW3051602P
WIC161 | 0 | 1782.2965 | LK | 16/4C (2 PR) CU 600V ARMORED | CABLE DIRECT BURIAL |  |  | OKONITE 561603402 OR EQUAL |  | P | 3823.75 | 4588.5 | 3325 | 3406.2 | 3823.75 | 3649.5 | MFT | WIC161 | HWC HW305-1602P
WIC161 | 0 | 1782.2965 | LK | 16/4C (2 PR) CU 600V ARMORED | CABLE DIRECT BURIAL |  |  | OKONITE 561603402 OR EQUAL |  | P | 3823.75 | 4588.5 | 3325 | 3406.2 | 3823.75 | 3649.5 | MFT | WIC161 | OKONITE 561-60-3402
WIC161 | 0 | 1782.2965 | LK | 16/4C (2 PR) CU 600V ARMORED | CABLE DIRECT BURIAL |  |  | OKONITE 561603402 OR EQUAL |  | P | 3823.75 | 4588.5 | 3325 | 3406.2 | 3823.75 | 3649.5 | MFT | WIC161 | OVERALL SHIELD
WIC161 | 0 | 1782.2965 | LK | 16/4C (2 PR) CU 600V ARMORED | CABLE DIRECT BURIAL |  |  | OKONITE 561603402 OR EQUAL |  | P | 3823.75 | 4588.5 | 3325 | 3406.2 | 3823.75 | 3649.5 | MFT | WIC161 | SHIELDED PAIRS
WIC161 | 0 | 1782.2965 | LK | 16/4C (2 PR) CU 600V ARMORED | CABLE DIRECT BURIAL |  |  | OKONITE 561603402 OR EQUAL |  | P | 3823.75 | 4588.5 | 3325 | 3406.2 | 3823.75 | 3649.5 | MFT | WIC161 | TEK
WIC703 | 0 | 0.42 | LK | 24/4 PAIR CAT5 DIRECT BURIAL | [5 empty] | P | 1.232 | 1.4784 | 1.232 | 1.1088 | 11.88 | 11 | EA | ? | ?
XLK1291 | 0 | 5.75 | LK | 4X4X11 GAUGE SQ TUBING | [5 empty] | P | 0 | 0 | 0 | 0 | 11.18 | 0 | EA | ? | ?
NSLK | 0 | 32.4658 | LK | [6 empty] | P | 0 | 0 | 0 | 0 | 0 | 0 | EA | ? | ?
ANC280 | 0 | 0.2312 | LK | 1/4" X 1" CONCRETE ANCHOR |  |  |  |  | ANCHORS | P | 0 | 0 | 0 | 0 | 4.23 | 0.95 | EA | ? | ?
ANC336 | 0 | 0 | LK | 6' WELL ANCHOR |  |  |  |  | ANCHORS | P | 0 | 0 | 0 | 0 | 0 | 0 | EA | ? | ?
ADA315 | 0 | 0 | LK | 3 1/2" PVC FEMALE ADAPTER |  |  |  | EPVC- FEM-ADPT-3-1/2IN-PVC | FEMALE ADAPTERS: PVC | P | 0 | 0 | 0 | 0 | 0 | 0 | EA | ADA315 | BAD0906
ADA315 | 0 | 0 | LK | 3 1/2" PVC FEMALE ADAPTER |  |  |  | EPVC- FEM-ADPT-3-1/2IN-PVC | FEMALE ADAPTERS: PVC | P | 0 | 0 | 0 | 0 | 0 | 0 | EA | ADA315 | CANTEX 5140051
ADA315 | 0 | 0 | LK | 3 1/2" PVC FEMALE ADAPTER |  |  |  | EPVC- FEM-ADPT-3-1/2IN-PVC | FEMALE ADAPTERS: PVC | P | 0 | 0 | 0 | 0 | 0 | 0 | EA | ADA315 | CARLON E942M
ADA365 | 0 | 0 | LK | 3 1/2" PVC MALE ADAPTER |  |  |  |  | TERMINAL MALE ADAPTERS PVC | P | 0 | 0 | 0 | 0 | 0 | 0 | EA | ADA365 | CANTEX 5140111
ADA365 | 0 | 0 | LK | 3 1/2" PVC MALE ADAPTER |  |  |  |  | TERMINAL MALE ADAPTERS PVC | P | 0 | 0 | 0 | 0 | 0 | 0 | EA | ADA365 | CARLON E943M
ANC260 | 0 | 0 | LK | 1/4" X 3" CONCRETE ANCHOR |  |  |  |  | ANCHORS | P | 1.9 | 2.28 | 1.9 | 1.9 | 0 | 0 | EA | ? | ?
ANC338 | 0 | 0 | LK | WELL ANCHOR MARKERS |  |  |  |  | ANCHORS | P | 0 | 0 | 0 | 0 | 0 | 0 | EA | ? | ?
ANT112 | 0 | 0 | LK | ANTENNA CABLE LMR400 20' |  |  |  |  | ANTENNAS | P | 103.92 | 124.71 | 103.92 | 93.53 | 0 | 0 | EA | ? | ?
ARS304 | 0 | 0 | LK | LIGHTNING ARRESTOR 3PH 4W |  |  |  | INT AG6503 (LA603/602) | SECONDARY ARRESTERS | P | 67.2 | 80.64 | 67.2 | 67.2 | 72.58 | 71.23 | EA | ARS304 | IAP0002
BEA108 | 0 | 7.04 | LK | 6205 2RS BEARING |  |  |  |  | BEARINGS | P | 20.83 | 25 | 20.83 | 18.75 | 20.25 | 20.83 | EA | ? | ?
BEA160 | 0 | 0 | LK | 6218 2RS BEARING |  |  |  |  | BEARINGS | P | 0 | 0 | 0 | 0 | 0 | 0 | EA | ? | ?
BEA164 | 0 | 0 | LK | 6219 2RS BEARING |  |  |  |  | BEARINGS | P | 0 | 0 | 0 | 0 | 0 | 0 | EA | ? | ?
BEA212 | 0 | 0 | LK | 6315 2RS BEARING |  |  |  |  | BEARINGS | P | 126.12 | 151.34 | 126.12 | 126.12 | 0 | 126.12 | EA | ? | ?
BLO214 | 0 | 27.7756 | LK | SMALL GUTTER LUG AND COVER |  |  |  |  | DISTRIBUTION BLOCKS | P | 0 | 0 | 0 | 0 | 52.54 | 48.65 | EA | ? | ?
BLO216 | 0 | 58.26 | LK | MED GUTTER LUG AND COVER |  |  |  |  | DISTRIBUTION BLOCKS | P | 0 | 0 | 0 | 0 | 74.14 | 75.36 | EA | ? | ?
BLO218 | 0 | 58.26 | LK | LARGE GUTTER LUG AND COVER |  |  |  |  | DISTRIBUTION BLOCKS | P | 0 | 0 | 0 | 0 | 118.31 | 119.64 | EA | ? | ?
BLO238 | 0 | 0 | LK |  |  |  | USE CODE BLO235 | AL-R1-K6 PWR DISTR BLCK | DISTRIBUTION BLOCKS | P | 0 | 0 | 0 | 0 | 0 | 0 | EA | ? | ?
BOL136 | 0 | 0.33 | LK | 5/16" X 2 1/2" COURSE THREAD | HEX-HEAD BOLT |  |  |  | COURSE THREAD BOLTS | P | 1.05 | 1.26 | 0.7 | 0.63 | 0.65 | 0.71 | EA | ? | ?
BOL398 | 0 | 0 | LK | 1 1/4" U BOLT |  |  |  |  | U - BOLTS | P | 2.7 | 3.24 | 2.35 | 2.23 | 2.35 | 2.7 | EA | ? | ?
BOL408 | 0 | 1.52 | LK | 4" U BOLT |  |  |  |  | U - BOLTS | P | 4.38 | 5.26 | 3.81 | 3.15 | 3.81 | 4.38 | EA | ? | ?
BOL410 | 0 | 0 | LK | 6" U BOLT |  |  |  |  | U - BOLTS | P | 15.07 | 18.63 | 15.07 | 12.26 | 5.63 | 6.48 | EA | ? | ?
BOL412 | 0 | 0 | LK | 8" U BOLT |  |  |  |  | U - BOLTS | P | 7.36 | 8.83 | 6.4 | 6.08 | 6.4 | 7.36 | EA | ? | ?
BOL414 | 0 | 0 | LK | 10" U BOLT |  |  |  |  | U - BOLTS | P | 12.7 | 15.24 | 11.04 | 10.49 | 11.04 | 12.7 | EA | ? | ?
BOL502 | 0 | 0 | LK | 5/16" TOGGLE BOLT |  |  |  |  | TOGGLE BOLTS | P | 0 | 0 | 0 | 0 | 0 | 1.98 | EA | ? | ?
BOL506 | 0 | 0 | LK | 1/2" TOGGLE BOLT |  |  |  |  | TOGGLE BOLTS | P | 0 | 0 | 0 | 0 | 0 | 2.82 | EA | ? | ?
BOX096 | 0 | 1.73 | LK | HANDY BOX 1-7/8 |  |  |  | THM 58361-1/2 | BOXES | P | 1.6 | 1.92 | 1.44 | 1.44 | 3.62 | 3.62 | EA | BOX096 | DAD1000
BOX119 | 0 | 1.549 | LK | 4 SQ X 2-1/8 MTL BOX W/BRACKET |  |  |  | THM 52151CV-1/2&3/4 | BOXES | P | 2.14 | 2.56 | 2.14 | 1.82 | 0 | 2.27 | EA | BOX119 | DAA1001
BOX119 | 0 | 1.549 | LK | 4 SQ X 2-1/8 MTL BOX W/BRACKET |  |  |  | THM 52151CV-1/2&3/4 | BOXES | P | 2.14 | 2.56 | 2.14 | 1.82 | 0 | 2.27 | EA | BOX119 | TB 52151CV1/2&3/4
BOX121 | 0 | 1.2982 | LK | 4 SQ X 2-1/8 MTL BOX W/BRACKET |  |  |  | THM 52171-CV | BOXES | P | 0 | 0 | 0 | 0 | 3.46 | 3.46 | EA | BOX121 | DAA1003
BOX402 | 0 | 0 | LK | GROUND LID FOR CHRISTY BOX |  |  |  |  | GROUNDING BOXES (CHRISTY BOX) | P | 0 | 0 | 0 | 0 | 0 | 0 | EA | ? | ?
BRAA198 | 0 | 0 | LK | STEEL CROSSARM BRACE |  |  |  | STEEL CROSSARM BRACE | BRACES | P | 0 | 0 | 0 | 0 | 0 | 0 | EA | ? | ?
BRKC212 | 0 | 0 | LK | 80 AMP 240V DP CH BRKR | CIRCUIT BRKR |  |  | WESCO CH280 | DP - 240 VOLT C-H | P | 0 | 0 | 0 | 0 | 0 | 0 | EA | BRKC212 | IAJ0280
BRKC214 | 0 | 0 | LK | 90 AMP 240V DP CH BRKR | CIRCUIT BRKR |  |  | WESCO CH290 | DP - 240 VOLT C-H | P | 0 | 0 | 0 | 0 | 0 | 0 | EA | BRKC214 | IAJ0290
BRKQ600 | 0 | 0 | LK | QOB-115 BOLT-ON 15 AMP SP SQD | CIRCUIT BRKR |  |  |  | SQUARE D BOLT ON BREAKERS | P | 35.82 | 42.98 | 35.82 | 32.24 | 34.82 | 35.82 | EA | BRKQ600 | EL556
BRKQ602 | 0 | 0 | LK | QOB-120 BOLT-ON 20 AMP SP SQD | CIRCUIT BRKR |  |  |  | SQUARE D BOLT ON BREAKERS | P | 35.82 | 42.98 | 35.82 | 32.24 | 34.82 | 35.82 | EA | ? | ?
BRKQ604 | 0 | 27.15 | LK | QOB-130 BOLT-ON 30 AMP SP SQD | CIRCUIT BRKR |  |  |  | SQUARE D BOLT ON BREAKERS | P | 35.82 | 42.98 | 35.82 | 32.24 | 34.82 | 35.82 | EA | ? | ?
BRKQ620 | 0 | 60.73 | LK | QOB-220 BOLT-ON 20 AMP DP SQD | CIRCUIT BRKR |  |  |  | SQUARE D 2 POLE BOLT ON BREAKERS | P | 80.1 | 96.12 | 80.1 | 72.09 | 77.86 | 80.1 | EA | ? | ?
BRKQ622 | 0 | 0 | LK | QOB-230 BOLT-ON 30 AMP DP SQD | CIRCUIT BRKR |  |  |  | SQUARE D 2 POLE BOLT ON BREAKERS | P | 80.1 | 96.12 | 80.1 | 72.09 | 77.86 | 80.1 | EA | ? | ?
BRKQ624 | 0 | 0 | LK | QOB-240 BOLT-ON 40 AMP DP SQD | CIRCUIT BRKR |  |  |  | SQUARE D 2 POLE BOLT ON BREAKERS | P | 80.1 | 96.12 | 80.1 | 72.09 | 77.86 | 80.1 | EA | ? | ?
BRKQ626 | 0 | 61.96 | LK | QOB-250 BOLT-ON 50 AMP DP SQD | CIRCUIT BRKR |  |  |  | SQUARE D 2 POLE BOLT ON BREAKERS | P | 80.1 | 96.12 | 80.1 | 72.09 | 77.86 | 80.1 | EA | ? | ?
BRKQ630 | 0 | 0 | LK | QOB-270 BOLT-ON 70 AMP DP SQD | CIRCUIT BRKR |  |  |  | SQUARE D 2 POLE BOLT ON BREAKERS | P | 169.2 | 203.04 | 169.2 | 152.28 | 164.46 | 169.2 | EA | ? | ?
BRKQ632 | 0 | 0 | LK | QOB-280 BOLT-ON 80 AMP DP SQD | CIRCUIT BRKR |  |  |  | SQUARE D 2 POLE BOLT ON BREAKERS | P | 182.4 | 218.88 | 240 | 216 | 233.28 | 233.28 | EA | ? | ?
BRKQ634 | 0 | 0 | LK | QOB-2100 BOLT-ON 100 AMP DP | CIRC BRKR SQD |  |  |  | SQUARE D 2 POLE BOLT ON BREAKERS | P | 182.4 | 218.88 | 240 | 216 | 233.28 | 233.28 | EA | ? | ?
BRKQ636 | 0 | 0 | LK | QOB-2200 BOLT-ON 200 AMP DP | CIRC BRKR SQD |  |  |  | SQUARE D 2 POLE BOLT ON BREAKERS | P | 0 | 0 | 0 | 0 | 0 | 0 | EA | ? | ?
BRKQ808 | 0 | 137.71 | LK | QO112L125GRB LOAD CTR | SQD 125 AMP 12 SPACE |  |  |  | SQUARE D 2 POLE BOLT ON BREAKERS | P | 170.13 | 204.15 | 170.13 | 170.13 | 0 | 180.34 | EA | ? | ?
BRKQ810 | 0 | 0 | LK | QO124L125GRB LOAD CTR | SQD 125 AMP 24 SPACE |  |  |  | SQUARE D 2 POLE BOLT ON BREAKERS | P | 0 | 0 | 0 | 0 | 0 | 0 | EA | ? | ?
BRKS104 | 0 | 4.15 | LK | 25 AMP SP SIEMENS BREAKER |  |  |  |  | SP - 120 VOLT SIEMENS BREAKER | P | 26.16 | 31.4 | 22.75 | 14.79 | 15.97 | 18.7 | EA | ? | ?
BRKS212 | 0 | 36.98 | LK | 80 AMP 240V DP SIEMENS | CIRCUIT BRKR |  |  | ITE Q280 | DP - 240 VOLT SIEMENS BREAKER | P | 121.98 | 146.37 | 121.98 | 97.58 | 105.39 | 121.98 | EA | BRKS212 | IAD0280
BRKS220 | 0 | 47.3433 | LK | 15 AMP 3 POLE SIEMENS | CIRCUIT BRKR |  |  | ITE Q315 | SIEMENS 3 POLE BREAKERS | P | 147.48 | 176.97 | 147.48 | 117.98 | 127.42 | 147.48 | EA | BRKS220 | IAD0315
BRKS222 | 0 | 46.85 | LK | 20 AMP 3 POLE SIEMENS | CIRCUIT BRKR |  |  | ITE Q320 | SIEMENS 3 POLE BREAKERS | P | 147.48 | 176.97 | 147.48 | 117.98 | 76.14 | 147.48 | EA | BRKS222 | IAD0320
BRKS226 | 0 | 0 | LK | 40 AMP 3 POLE SIEMENS | CIRCUIT BRKR |  |  | ITE Q340 | SIEMENS 3 POLE BREAKERS | P | 147.48 | 176.97 | 147.48 | 117.98 | 127.42 | 147.48 | EA | BRKS226 | IAD0340
BRKS228 | 0 | 48.33 | LK | 50 AMP 3 POLE SIEMENS | CIRCUIT BRKR |  |  | ITE Q350 | SIEMENS 3 POLE BREAKERS | P | 147.48 | 176.97 | 147.48 | 117.98 | 127.42 | 147.48 | EA | BRKS228 | IAD0350
BRKS230 | 0 | 55.51 | LK | 60 AMP 3 POLE SIEMENS | CIRCUIT BRKR |  |  | ITE Q360 | SIEMENS 3 POLE BREAKERS | P | 147.48 | 176.97 | 147.48 | 117.98 | 127.42 | 147.48 | EA | BRKS230 | IAD0360
BRKS232 | 0 | 69.17 | LK | 70 AMP 3 POLE SIEMENS | CIRCUIT BRKR |  |  | ITE Q370 | SIEMENS 3 POLE BREAKERS | P | 184.03 | 220.83 | 184.03 | 147.22 | 159 | 184.03 | EA | BRKS232 | IAD0370
BRKS234 | 0 | 0 | LK | 80 AMP 3 POLE SIEMENS | CIRCUIT BRKR |  |  | ITE Q380 | SIEMENS 3 POLE BREAKERS | P | 221 | 265.2 | 221 | 176.8 | 190.94 | 221 | EA | BRKS234 | IAD0380
BRKS236 | 0 | 0 | LK | 90 AMP 3 POLE SIEMENS | CIRCUIT BRKR |  |  | ITE Q390 | SIEMENS 3 POLE BREAKERS | P | 221 | 265.2 | 221 | 176.8 | 190.94 | 221 | EA | BRKS236 | IAD0390
CEM408 | 0 | 11.0171 | LK | PVC CLEAR CEMENT GLUE / PRIMER | (QUART) |  | CAR VC9902 (quart) | THM VC9982 (quart) | CEMENT | P | 16.2 | 19.44 | 16.2 | 14.58 | 17.82 | 19.52 | EA | CEM408 | BAD0001
CEM408 | 0 | 11.0171 | LK | PVC CLEAR CEMENT GLUE / PRIMER | (QUART) |  | CAR VC9902 (quart) | THM VC9982 (quart) | CEMENT | P | 16.2 | 19.44 | 16.2 | 14.58 | 17.82 | 19.52 | EA | CEM408 | BAD0002
CLC304 | 0 | 0.4444 | LK | 1" CONDUIT HANGER CLAMP | (MINERALLAC) |  |  | BLSF BL1420-ZN (100/box) | CONDUIT CLAMPS | P | 0.91 | 1.1 | 0.91 | 0.83 | 0.86 | 1.89 | EA | CLC304 | BAA0316
CLC306 | 0 | 0.488 | LK | 1 1/4" CONDUIT HANGER CLAMP | (MINERALLAC) |  |  | BLSF BL1430-ZN (100/box) | CONDUIT CLAMPS | P | 0 | 0 | 0 | 0 | 0.97 | 2.1 | EA | CLC306 | BAA0416
CLC308 | 0 | 0.693 | LK | 1 1/2" CONDUIT HANGER CLAMP | (MINERALLAC) |  |  | BLSF BL1440-ZN (100/box) | CONDUIT CLAMPS | P | 0 | 0 | 0 | 0 | 0 | 0 | EA | ? | ?
CLC314 | 0 | 0 | LK | 5/16" BEAM CLAMP |  |  |  | BH501 APPLETON | CONDUIT CLAMPS | P | 1.65 | 1.65 | 1.65 | 1.65 | 1.65 | 17.23 | EA | ? | ?
CLD330 | 0 | 0 | LK | ANGLE CLAMP |  |  |  | MPS LS-O-N .20-.60 | CONDUIT CLAMPS | P | 0 | 0 | 0 | 0 | 0 | 0 | EA | CLD330 | RAB0161
CLG341 | 0 | 0 | LK | 1-1 1/4" GAR1526 2/0 GRD CLAMP |  |  |  |  | GROUND CLAMPS | P | 71.44 | 85.73 | 42.86 | 38.57 | 0 | 71.44 | EA | CLG341 | ZWF540
COB469 | 0 | 0 | LK | 3 1/2" PVC COATED CONDUIT |  |  |  | THM COND3-12-G OCAL (Rob Roy) | PVC COATED CONDUIT (40 MIL) | P | 0 | 0 | 0 | 0 | 0 | 0 | EA | COB469 | BAL0900
COB895 | 0 | 0 | LK | 3 1/2" PVC COATED COUPLING | (COLLARS) |  |  | PRCPLG-3-1/2 | COUPLINGS, PVC COATED-COLLARS | P | 0 | 0 | 0 | 0 | 0 | 6067.03 | EA | COB895 | BAL0910
COE396 | 0 | 0 | LK | 3 1/2" EMT CONDUIT |  |  |  |  | EMT CONDUIT | P | 0 | 0 | 0 | 0 | 0 | 0 | EA | ? | ?
COE602 | 0 | 11.81 | LK | 2 1/2" EMT COMPRESSION | CONNECTOR |  |  | ARLI 826RT | EMT COMPR CONNECTOR | P | 101.17 | 121.42 | 101.17 | 91.05 | 101.17 | 110.8 | EA | COE602 | BAC0706
COE605 | 0 | 0 | LK | 3 1/2" EMT COMPRESSION | CONNECTOR |  |  | ARLI 828ART | EMT COMPR CONNECTOR | P | 0 | 0 | 0 | 0 | 0 | 0 | EA | COE605 | BAC0906
COE622 | 0 | 0 | LK | 2 1/2" EMT SET SCREW CONNECTO |  |  |  | THM TC-127A | EMT CONNECTORS (SET SCREW) | P | 0 | 0 | 0 | 0 | 0 | 0 | EA | COE622 | BAC0703
COE625 | 0 | 0 | LK | 3 1/2" EMT SET SCREW CONNECTO |  |  |  | THM TC-129A | EMT CONNECTORS (SET SCREW) | P | 0 | 0 | 0 | 0 | 0 | 0 | EA | COE625 | BAC0903
COE626 | 0 | 0 | LK | 4" EMT SET SCREW CONNECTOR |  |  |  | THM TC-130A | EMT CONNECTORS (SET SCREW) | P | 0 | 0 | 0 | 0 | 0 | 0 | EA | COE626 | BAC1003
COE851 | 0 | 14.7625 | LK | 2 1/2" EMT COMPRESSION | COUPLING |  |  | ARLI 836RT | COUPLINGS, EMT COMPR | P | 48.74 | 64.98 | 48.74 | 48.74 | 48.74 | 54.15 | EA | COE851 | BAC0707
COE853 | 0 | 0 | LK | 3 1/2" EMT COMPRESSION | COUPLING |  |  | ARLI 838RT | COUPLINGS, EMT COMPR | P | 0 | 0 | 0 | 0 | 0 | 0 | EA | COE853 | BAC0907
COE868 | 0 | 0 | LK | 2 1/2" EMT SET SCREW COUPLING |  |  |  | THM TK227SC | COUPLINGS, EMT (SET SCREW) | P | 0 | 0 | 0 | 0 | 0 | 0 | EA | COE868 | BAC0704
COE871 | 0 | 0 | LK | 3 1/2" EMT SET SCREW COUPLING |  |  |  | THM TK229SC | COUPLINGS, EMT (SET SCREW) | P | 0 | 0 | 0 | 0 | 0 | 0 | EA | COE871 | BAC0904
COE872 | 0 | 0 | LK | 4" EMT SET-SCREW COUPLING |  |  |  | THM TK1210A | COUPLINGS, EMT (SET SCREW) | P | 0 | 0 | 0 | 0 | 0 | 0 | EA | COE872 | BAC1004
COF310 | 0 | 0 | LK | 1" NON-METALLIC FLEX CONDUIT |  |  |  | CAR 12009 | NON-METALLIC FLEX CONDUIT | P | 0 | 0 | 0 | 0 | 0 | 0 | EA | COF310 | BAO0300
COF422 | 0 | 3.13 | LK | 1" SEALTITE FLEX CONDUIT UL | W/ GRD WIRE |  | (100 foot/roll) | FLX 1IN-UA/UL/LA LIQ-TITE FLX | SEALTITE FLEX CONDUIT WITH GRD WIRE (UA) | P | 7.85 | 9.42 | 6.28 | 5.02 | 6.32 | 8.32 | EA | COF422 | BAI0300
COF424 | 0 | 2.55 | LK | 1 1/4" SEALTITE FLEX CONDUIT | UL WITH GRD WIRE |  |  | FLX 1-1/4IN-UA/UL/LA LIQ-TITE | SEALTITE FLEX CONDUIT WITH GRD WIRE (UA) | P | 10.76 | 12.92 | 8.61 | 6.89 | 7.83 | 11.41 | EA | COF424 | BAI0400
COF426 | 0 | 0 | LK | 1 1/2" SEALTITE FLEX CONDUIT | UL WITH GRD WIRE |  |  | FLX 1-1/2IN-UA/UL/LA LIQ-TITE | SEALTITE FLEX CONDUIT WITH GRD WIRE (UA) | P | 12.51 | 15.02 | 10.01 | 8.01 | 8.65 | 13.26 | EA | COF426 | BAI0500
COF430 | 0 | 0 | LK | 2 1/2" SEALTITE FLEX CONDUIT | UL WITH GRD WIRE |  |  | FLX 2-1/2IN-UA/UL/LA LIQ-TITE | SEALTITE FLEX CONDUIT WITH GRD WIRE (UA) | P | 26.68 | 32.01 | 21.34 | 17.07 | 18.44 | 28.28 | EA | COF430 | BAI0700
COF434 | 0 | 0 | LK | 4" SEALTITE FLEX CONDUIT UL | WITH GRD WIRE |  |  | FLX 4IN-UA/UL/LA LIQ-TITE FLX | SEALTITE FLEX CONDUIT WITH GRD WIRE (UA) | P | 55.78 | 66.93 | 44.62 | 35.7 | 38.56 | 59.13 | EA | COF434 | BAI1000
COF502 | 0 | 1.4717 | LK | 3/4" SET SCREW STEEL | FLEX CONNECT STRAIGHT |  |  | REG 655 | STEEL FLEXIBLE CONDUIT CONNECTS | P | 1.05 | 1.27 | 1.05 | 0.95 | 1.86 | 1.86 | EA | COF502 | BAH0204
COF512 | 0 | 0 | LK | 1" NON-METALLIC FLEX | (ENT) CONNECTOR |  |  | E943FR-CTN | NON-METALLIC FLEX CONDUIT CONNECTORS | P | 0 | 0 | 0 | 0 | 0 | 0 | EA | COF512 | BAO0301
COF518 | 0 | 0 | LK | 1" NON- METALLIC FLEX ADAPTER | MALE |  |  |  | NON-METALLIC FLEX CONDUIT CONNECTORS | P | 0 | 0 | 0 | 0 | 0 | 0 | EA | ? | ?
COF800 | 0 | 0 | LK | 1/2" SEALTITE FLEX CONNECTOR | W/ WIRE MESH |  |  |  | WIRE MESH SEALTITE FLEX CONNECT | P | 4.19 | 5.03 | 4.19 | 3.77 | 4.19 | 4.82 | EA | ? | ?
COF806 | 0 | 0 | LK | 1 1/4" SEALTITE FLEX CONNECTOR | W/ WIRE MESH |  |  |  | WIRE MESH SEALTITE FLEX CONNECT | P | 0 | 0 | 0 | 0 | 0 | 0 | EA | ? | ?
COF808 | 0 | 0 | LK | 1 1/2" SEALTITE FLEX CONNECTOR | W/ WIRE MESH |  |  |  | WIRE MESH SEALTITE FLEX CONNECT | P | 0 | 0 | 0 | 0 | 0 | 0 | EA | ? | ?
COF810 | 0 | 0 | LK | 2" SEALTITE FLEX CONNECTOR | W/ WIRE MESH |  |  |  | WIRE MESH SEALTITE FLEX CONNECT | P | 0 | 0 | 0 | 0 | 0 | 0 | EA | ? | ?
COIA100 | 0 | 0 | LK | ALLEN BRADLEY SIZE 0 120V COIL |  |  |  |  | ALLEN BRADLEY COILS | P | 0 | 0 | 0 | 0 | 0 | 0 | EA | ? | ?
COIA140 | 0 | 0 | LK | ALLEN BRADLEY SIZE 5 120V COIL |  |  |  | ALB AF236 | ALLEN BRADLEY COILS | P | 0 | 0 | 0 | 0 | 0 | 0 | EA | COIA140 | JAA0500
COM529 | 0 | 6.25 | LK | YHN525 4/0-300ACSR 4/0-300 ACS | COMPRESSION CONN |  |  |  | COMPRESSION CONNECTORS | P | 15.42 | 18.51 | 13.41 | 13.41 | 14.48 | 16.35 | EA | ? | ?
COM530 | 0 | 0 | LK | YHN-550 COMPRESSION CONNECTOR |  |  |  |  | COMPRESSION CONNECTORS | P | 10.63 | 12.75 | 9.24 | 9.24 | 9.98 | 11.27 | EA | ? | ?
COM554 | 0 | 0 | LK | 3/0-250 RUN 6-2 TAP CU C-TAP | CONN IRREVERSIBLE |  |  | BUR YGHC24C26 | COMPRESSION CONNECTORS | P | 24.02 | 28.82 | 24.02 | 15.61 | 0 | 25.46 | EA | COM554 | BURNDY YGHC29C26
COM554 | 0 | 0 | LK | 3/0-250 RUN 6-2 TAP CU C-TAP | CONN IRREVERSIBLE |  |  | BUR YGHC24C26 | COMPRESSION CONNECTORS | P | 24.02 | 28.82 | 24.02 | 15.61 | 0 | 25.46 | EA | COM554 | ILSCO ELT-5
COM554 | 0 | 0 | LK | 3/0-250 RUN 6-2 TAP CU C-TAP | CONN IRREVERSIBLE |  |  | BUR YGHC24C26 | COMPRESSION CONNECTORS | P | 24.02 | 28.82 | 24.02 | 15.61 | 0 | 25.46 | EA | COM554 | T&B CTP25020
COM554 | 0 | 0 | LK | 3/0-250 RUN 6-2 TAP CU C-TAP | CONN IRREVERSIBLE |  |  | BUR YGHC24C26 | COMPRESSION CONNECTORS | P | 24.02 | 28.82 | 24.02 | 15.61 | 0 | 25.46 | EA | COM554 | ZWF116
COM560 | 0 | 2.22 | LK | #2 IRREVERSIBLE CRIMP | C-TAP COMPR CONNECT |  |  |  | COMPRESSION CONNECTORS | P | 2.37 | 2.84 | 2.06 | 2.06 | 4 | 1.25 | EA | ? | ?
CONA300 | 0 | 0 | LK | ALLEN BRADLEY SZ 1 CONTACT KIT |  |  |  |  | CONTACT KITS | P | 0 | 0 | 0 | 0 | 0 | 0 | EA | ? | ?
CONA304 | 0 | 0 | LK | ALLEN BRADLEY SZ 2 CONTACT KIT |  |  |  |  | CONTACT KITS | P | 0 | 0 | 0 | 0 | 0 | 0 | EA | ? | ?
CONA308 | 0 | 109.87 | LK | ALLEN BRADLEY SZ 3 CONTACT KIT |  |  |  |  | CONTACT KITS | P | 189.23 | 227.08 | 164.55 | 164.55 | 177.71 | 200.58 | EA | ? | ?
CONA312 | 0 | 360.18 | LK | ALLEN BRADLEY SZ 4 CONTACT KIT |  |  |  |  | CONTACT KITS | P | 621.31 | 745.57 | 540.27 | 486.24 | 525.14 | 658.59 | EA | ? | ?
CONA316 | 0 | 0 | LK | ALLEN BRADLEY SZ 5 CONTACT KIT |  |  |  |  | CONTACT KITS | P | 0 | 0 | 0 | 0 | 0 | 0 | EA | ? | ?
CONA800 | 0 | 41.095 | LK | ALLEN BRADLEY 30A CONTACTOR |  |  |  |  | ALLEN BRADLEY CONTACTORS | P | 157.55 | 189.06 | 137 | 137 | 96.12 | 157.55 | EA | CONA800 | XLK996
CONA806 | 0 | 118.2 | LK | ALLEN BRADLEY 50A CONTACTOR |  |  |  |  | ALLEN BRADLEY CONTACTORS | P | 0 | 0 | 0 | 0 | 0 | 0 | EA | CONA806 | XLK995
CONA812 | 0 | 0 | LK | 509BOD SIZE 1 AB STARTER |  |  |  |  | ALLEN BRADLEY CONTACTORS | P | 619.57 | 743.48 | 619.57 | 557.61 | 619.57 | 619.57 | EA | ? | ?
CONA818 | 0 | 0 | LK | 509COD SIZE 2 AB STARTER |  |  |  |  | ALLEN BRADLEY CONTACTORS | P | 0 | 0 | 0 | 0 | 0 | 0 | EA | ? | ?
CONA824 | 0 | 681.86 | LK | 509DOD SIZE 3 AB STARTER |  |  |  |  | ALLEN BRADLEY CONTACTORS | P | 0 | 0 | 0 | 0 | 1352.1 | 1352.1 | EA | ? | ?
CONA830 | 0 | 0 | LK | 509EOD SIZE 4 AB STARTER |  |  |  |  | ALLEN BRADLEY CONTACTORS | P | 0 | 0 | 0 | 0 | 0 | 0 | EA | ? | ?
CONA836 | 0 | 0 | LK | 509FOD SIZE 5 AB STARTER |  |  |  |  | ALLEN BRADLEY CONTACTORS | P | 0 | 0 | 0 | 0 | 0 | 0 | EA | ? | ?
CONC616 | 0 | 0 | LK | CH SIZE 2 3-POLE | CONTACT KIT #6-34-2 |  |  |  | CH 3-POLE CONTACT KITS | P | 554.99 | 665.99 | 482.6 | 386.08 | 416.97 | 582.74 | EA | ? | ?
COP440 | 0 | 30.12 | LK | 1/2" PVC CONDUIT SCHEDULE 80 |  |  |  | CAR 49405-010 | PVC CONDUIT SCHEDULE 80 | P | 62 | 75 | 54 | 54 | 58.32 | 65.1 | CFT | COP440 | BAD0101
COP442 | 0 | 45.54 | LK | 3/4" PVC CONDUIT SCHEDULE 80 |  |  |  | EPVC SCH80-3/4IN-10FT-PVC-COND | PVC CONDUIT SCHEDULE 80 | P | 84 | 100 | 73 | 73 | 78.84 | 84 | CFT | COP442 | BAD0201
COP444 | 0 | 58.5949 | LK | 1" PVC CONDUIT SCHEDULE 80 |  |  |  | EPVC SCH80-1IN-10FT-PVC-CONDUI | PVC CONDUIT SCHEDULE 80 | P | 111.46 | 133.75 | 96.92 | 96.9 | 145.8 | 143.1 | CFT | COP444 | BAD0301
COP448 | 0 | 100.4737 | LK | 1 1/2" PVC CONDUIT SCHEDULE 80 |  |  |  | EPVC SCH80-1-1/2IN-10FT-PVC-CO | PVC CONDUIT SCHEDULE 80 | P | 153 | 184 | 134 | 134 | 194.4 | 194.4 | CFT | COP448 | BAD0501
COP452 | 0 | 197.05 | LK | 2 1/2" PVC CONDUIT SCHEDULE 8 |  |  |  | EPVC SCH80-2-1/2IN-10FT-PVC CO | PVC CONDUIT SCHEDULE 80 | P | 240 | 288 | 208 | 208 | 410.4 | 410.4 | CFT | COP452 | BAD0701
COP454 | 0 | 238.8667 | LK | 3" PVC CONDUIT SCHEDULE 80 |  |  |  | EPVC SCH80-3IN-10FT-PVC-CONDUI | PVC CONDUIT SCHEDULE 80 | P | 384 | 461 | 334 | 300 | 459 | 459 | CFT | COP454 | BAD0801
COP454 | 0 | 238.8667 | LK | 3" PVC CONDUIT SCHEDULE 80 |  |  |  | EPVC SCH80-3IN-10FT-PVC-CONDUI | PVC CONDUIT SCHEDULE 80 | P | 384 | 461 | 334 | 300 | 459 | 459 | CFT | COP454 | CO436
COP455 | 0 | 0 | LK | 3 1/2" PVC CONDUIT SCHEDULE 80 |  |  |  | EPVC SCH80-3-1/2IN-10FT-PVC CO | PVC CONDUIT SCHEDULE 80 | P | 0 | 0 | 0 | 0 | 0 | 0 | CFT | COP455 | BAD0901
COP456 | 0 | 363.1667 | LK | 4" PVC CONDUIT SCHEDULE 80 |  |  |  | EPVC SCH80-4IN-10FT-PVC-CONDUI | PVC CONDUIT SCHEDULE 80 | P | 465 | 558 | 404 | 364 | 675 | 675 | CFT | COP456 | BAD1001
COP917 | 0 | 0 | LK | 3 1/2" PVC PLASTIC COUPLING |  |  |  | EPVC CPLG-3IN-PVC | COUPLINGS, PVC PLASTIC | P | 0 | 0 | 0 | 0 | 0 | 0 | FT | COP917 | BAD0905
COR835 | 0 | 0 | LK | 3 1/2" CONDUIT COUPLING | RIGID |  |  | PIC 3-1/2IN-GALV COUPLING | COUPLINGS, CONDUIT (COLLARS) | P | 0 | 0 | 0 | 0 | 0 | 0 | EA | COR835 | BAA0910
COR840 | 0 | 0 | LK | 1/2" SPLIT CONDUIT COUPLINGS |  |  |  | OZE SSP-50 | SPLIT CONDUIT COUPLINGS | P | 0 | 0 | 0 | 0 | 0 | 0 | EA | COR840 | BAA0120
COR841 | 0 | 0 | LK | 3/4" SPLIT CONDUIT COUPLINGS |  |  |  | OZE SSP-75 | SPLIT CONDUIT COUPLINGS | P | 0 | 0 | 0 | 0 | 0 | 0 | EA | COR841 | BAA0220
COR842 | 0 | 0 | LK | 1" SPLIT CONDUIT COUPLINGS |  |  |  | OZE SSP-100 | SPLIT CONDUIT COUPLINGS | P | 0 | 0 | 0 | 0 | 0 | 0 | EA | COR842 | BAA0320
COR843 | 0 | 0 | LK | 1 1/4" SPLIT CONDUIT COUPLING |  |  |  | OZE SSP-125 | SPLIT CONDUIT COUPLINGS | P | 0 | 0 | 0 | 0 | 0 | 0 | EA | COR843 | BAA0420
COR844 | 0 | 0 | LK | 1 1/2" SPLIT CONDUIT COUPLING |  |  |  | OZE SSP-150 | SPLIT CONDUIT COUPLINGS | P | 0 | 0 | 0 | 0 | 0 | 0 | EA | COR844 | BAA0520
COR846 | 0 | 0 | LK | 2 1/2" SPLIT CONDUIT COUPLING |  |  |  | OZE SSP-250 | SPLIT CONDUIT COUPLINGS | P | 0 | 0 | 0 | 0 | 0 | 0 | EA | COR846 | BAA0720
COR848 | 0 | 0 | LK | 4" SPLIT CONDUIT COUPLINGS |  |  |  | OZE SSP-400 | SPLIT CONDUIT COUPLINGS | P | 0 | 0 | 0 | 0 | 0 | 0 | EA | COR848 | BAA1020
COT112 | 0 | 153.36 | LK | 2 1/2" WP TEK/CLX CONNECTOR |  |  |  | CRH TMC7247 | TEK OR CLX CONNECTORS (WEATHERPROOF) | P | 309.18 | 371.01 | 268.85 | 215.08 | 0 | 327.73 | EA | COT112 | APPLETON TMC2150162A
COT112 | 0 | 153.36 | LK | 2 1/2" WP TEK/CLX CONNECTOR |  |  |  | CRH TMC7247 | TEK OR CLX CONNECTORS (WEATHERPROOF) | P | 309.18 | 371.01 | 268.85 | 215.08 | 0 | 327.73 | EA | COT112 | BAY0700
COT112 | 0 | 153.36 | LK | 2 1/2" WP TEK/CLX CONNECTOR |  |  |  | CRH TMC7247 | TEK OR CLX CONNECTORS (WEATHERPROOF) | P | 309.18 | 371.01 | 268.85 | 215.08 | 0 | 327.73 | EA | COT112 | TMC250A
COT114 | 0 | 0 | LK | 3" WP TEK/CLX CONNECTOR |  |  |  | CRH TMC8302 | TEK OR CLX CONNECTORS (WEATHERPROOF) | P | 362.04 | 434.45 | 314.82 | 251.86 | 0 | 383.76 | EA | COT114 | BAY0800
COT114 | 0 | 0 | LK | 3" WP TEK/CLX CONNECTOR |  |  |  | CRH TMC8302 | TEK OR CLX CONNECTORS (WEATHERPROOF) | P | 362.04 | 434.45 | 314.82 | 251.86 | 0 | 383.76 | EA | COT114 | TMC300A
COT208 | 0 | 189.18 | LK | 1 1/2" EXP PRF TEK/CLX | CONNECTOR |  |  | CRH TMCX5161 | TEK OR CLX CONNECTS (EXPLOSION PROOF) | P | 369.75 | 443.7 | 321.52 | 257.22 | 0 | 391.94 | EA | COT208 | BAY0501
COT208 | 0 | 189.18 | LK | 1 1/2" EXP PRF TEK/CLX | CONNECTOR |  |  | CRH TMCX5161 | TEK OR CLX CONNECTS (EXPLOSION PROOF) | P | 369.75 | 443.7 | 321.52 | 257.22 | 0 | 391.94 | EA | COT208 | TMCX150A
COT212 | 0 | 376.65 | LK | 2 1/2" EXP PRF TEK/CLX | CONNECTOR |  |  | CRH TMCX7247 | TEK OR CLX CONNECTS (EXPLOSION PROOF) | P | 762.27 | 914.75 | 662.86 | 530.29 | 0 | 808.01 | EA | COT212 | BAY0701
COT400 | 0 | 1.695 | LK | 1/2" THREADLESS CONNECTOR |  |  |  | THM 8121 | THREADLESS CONNECTORS | P | 0 | 0 | 0 | 0 | 3.56 | 3.56 | EA | COT400 | BAA0119
COT402 | 0 | 2.38 | LK | 3/4" THREADLESS CONNECTOR |  |  |  | THM 8221 | THREADLESS CONNECTORS | P | 0 | 0 | 0 | 0 | 5.21 | 5.21 | EA | COT402 | BAA0219
COT404 | 0 | 0 | LK | 1" THREADLESS CONNECTOR |  |  |  | THM 8321 | THREADLESS CONNECTORS | P | 0 | 0 | 0 | 0 | 0 | 0 | EA | COT404 | BAA0319
COT406 | 0 | 0 | LK | 1 1/4" THREADLESS CONNECTOR |  |  |  | THM 8421 | THREADLESS CONNECTORS | P | 0 | 0 | 0 | 0 | 0 | 0 | EA | COT406 | BAA0419
COT408 | 0 | 0 | LK | 1 1/2" THREADLESS CONNECTOR |  |  |  | THM 8521 | THREADLESS CONNECTORS | P | 0 | 0 | 0 | 0 | 0 | 0 | EA | COT408 | BAA0519
CRSA108 | 0 | 10.555 | LK | 1" LB ALUMINUM CONDULET |  |  |  |  | ALUMINUM CONDULETS | P | 14.83 | 17.79 | 12.89 | 12.89 | 13.92 | 15.72 | EA | ? | ?
CRSA112 | 0 | 1.753 | LK | 1 1/4" LB ALUMINUM CONDULET |  |  |  |  | ALUMINUM CONDULETS | P | 24.86 | 29.83 | 21.62 | 21.62 | 23.35 | 26.35 | EA | ? | ?
CRSA116 | 0 | 0 | LK | 1 1/2" LB ALUMINUM CONDULET |  |  |  |  | ALUMINUM CONDULETS | P | 32.18 | 38.61 | 27.98 | 27.98 | 30.22 | 34.11 | EA | ? | ?
CRSB120 | 0 | 56.98 | LK | 3/4" EDSC BOX EDSC271 | CROUSE HINDS |  |  |  | EDSC BOX | P | 109.26 | 131.11 | 109.26 | 98.33 | 104.66 | 125.64 | EA | ? | ?
CRSC116 | 0 | 20.925 | LK | 1 1/2" C57 CONDULET | CROUSE HINDS |  |  |  | C CONDULETS | P | 49.3 | 59.16 | 42.87 | 35.15 | 37.96 | 52.26 | EA | ? | ?
CRSC600 | 0 | 0 | LK | EDSC2184-S769 RAINTIGHT COVER |  |  |  | EDSC2184-S769 RAINTIGHT COVER | BOX COVERS | P | 0 | 0 | 0 | 0 | 0 | 0 | EA | ? | ?
CRSG124 | 0 | 0 | LK | 1 1/4" GUAB B CONDULET | CROUSE HINDS |  |  |  | B CONDULETS | P | 276.98 | 332.37 | 240.85 | 204.72 | 221.1 | 293.6 | EA | ? | ?
CRSG128 | 0 | 0 | LK | 1 1/2" GUAB B CONDULET | CROUSE HINDS |  |  |  | B CONDULETS | P | 255.15 | 306.18 | 221.87 | 188.59 | 203.68 | 270.46 | EA | ? | ?
CRSG258 | 0 | 68.33 | LK | EXPLOSION PROOF JUNCTION BOX | GUP215 3/4"" CROUSE HINDS |  |  | CRS H GUP215 | GUAP JUNCTION BOX | P | 138.62 | 166.35 | 115.52 | 103.97 | 91.23 | 91.23 | EA | CRSG258 | APPLETON GRUJ-1P
CRSG258 | 0 | 68.33 | LK | EXPLOSION PROOF JUNCTION BOX | GUP215 3/4"" CROUSE HINDS |  |  | CRS H GUP215 | GUAP JUNCTION BOX | P | 138.62 | 166.35 | 115.52 | 103.97 | 91.23 | 91.23 | EA | CRSG258 | APPLETON GRUJ1P
CRSG258 | 0 | 68.33 | LK | EXPLOSION PROOF JUNCTION BOX | GUP215 3/4"" CROUSE HINDS |  |  | CRS H GUP215 | GUAP JUNCTION BOX | P | 138.62 | 166.35 | 115.52 | 103.97 | 91.23 | 91.23 | EA | CRSG258 | CROUSE HINDS GUP215
CRSL164 | 0 | 0 | LK | 3 1/2" LBD CONDUIT OUTLET BOD | LBD9900 CROUSE HINDS |  |  |  | C.H. LBD CONDUIT OUTLET BODIES | P | 0 | 0 | 0 | 0 | 0 | 0 | EA | ? | ?
CRSL316 | 0 | 22.22 | LK | 1 1/2" #LL57 CONDULET | CROUSE HINDS |  |  |  | LL CONDULETS | P | 48.17 | 57.81 | 41.89 | 35.61 | 38.46 | 38.46 | EA | ? | ?
CRSL320 | 0 | 86.86 | LK | 2" #LL67 CONDULET |  |  |  |  | CROUSE HINDS LL CONDULETS | P | 79.48 | 95.37 | 69.11 | 58.74 | 58.74 | 97.94 | EA | ? | ?
CRSL420 | 0 | 40.2 | LK | 2" LR67 CONDULET | CROUSE HINDS |  |  |  | CROUSE HINDS LR CONDULETS | P | 79.48 | 95.37 | 69.11 | 58.74 | 63.45 | 84.25 | EA | CRSL420 | BAQ0608
CRSO104 | 0 | 51.48 | LK | 3/4" OELB2 OE CONDULET | CROUSE HINDS |  |  |  | OE CONDULETS | P | 93.2 | 111.84 | 93.2 | 83.8808 | 102.52 | 93.2 | EA | ? | ?
CRSO300 | 0 | 0 | LK | 1/2" OET1 OE CONDULET | CROUSE HINDS |  |  |  | OE CONDULETS | P | 61.15 | 73.37 | 53.17 | 45.19 | 48.81 | 64.82 | EA | ? | ?
CRSR188 | 0 | 0 | LK | 3 1/2" x 2" RE BUSHING | CROUSE HINDS |  |  | CRH RE96 | BUSHING, RE - | P | 59.73 | 71.68 | 51.94 | 46.75 | 50.49 | 63.31 | EA | CRSR188 | BAK0960
CRSR196 | 0 | 32.94 | LK | 4" X 2" RE BUSHING | CROUSE HINDS |  |  | CRH RE106 | BUSHING, RE - | P | 55.01 | 49.51 | 55.01 | 66.01 | 55.01 | 62.15 | EA | CRSR196 | BAK1006
CRSR196 | 0 | 32.94 | LK | 4" X 2" RE BUSHING | CROUSE HINDS |  |  | CRH RE106 | BUSHING, RE - | P | 55.01 | 49.51 | 55.01 | 66.01 | 55.01 | 62.15 | EA | CRSR196 | PT098
CRSR196 | 0 | 32.94 | LK | 4" X 2" RE BUSHING | CROUSE HINDS |  |  | CRH RE106 | BUSHING, RE - | P | 55.01 | 49.51 | 55.01 | 66.01 | 55.01 | 62.15 | EA | CRSR196 | PT210
CRSS201 | 0 | 11.4948 | LK | 1/2" EYS16 VERTICAL SEAL |  |  |  | CRH EYS16 (5/box) | CROUSE HINDS EYS SEALS | P | 17.91 | 21.49 | 17.91 | 16.11 | 23 | 24.98 | EA | CRSS201 | BAR0108
CRSS209 | 0 | 12.891 | LK | 3/4 EYS26 VERTICAL SEAL |  |  |  | CRH EYS26 (5/box) | CROUSE HINDS EYS SEALS | P | 18.82 | 22.58 | 18.82 | 18.82 | 20.33 | 26.87 | EA | CRSS209 | BAR0208
CRSS217 | 0 | 17.25 | LK | 1" EYS36 VERTICAL SEAL |  |  |  | CRH EYS36 (2/box) | CROUSE HINDS EYS SEALS | P | 36.74 | 44.08 | 36.74 | 36.74 | 39.68 | 36.74 | EA | CRSS217 | BAR0308
CRSU220 | 0 | 0 | LK | 1"" 90 DEGREE UNION CRS H |  |  |  | 1"" 90 DEGREE UNION CRS H | CROUSE HINDS UNY UNIONS | P | 41.04 | 45.14 | 41.04 | 41.04 | 0 | 0 | EA | CRSU220 | BAR0307
CRSU244 | 0 | 0 | LK | 3 1/2" UNION UNY905 |  |  |  |  | CROUSE HINDS UNY UNIONS | P | 0 | 0 | 0 | 0 | 0 | 0 | EA | CRSU244 | BAR0905
ELB318 | 0 | 0 | LK | 1/2" PVC COATED 90 DEG ELL |  |  |  |  | PVC COATED 90 DEGREE ELLS | P | 0 | 0 | 0 | 0 | 0 | 0 | EA | ELB318 | BAL0103
ELB333 | 0 | 0 | LK | 3 1/2" PVC COATED 90 DEG ELL |  |  |  |  | PVC COATED 90 DEGREE ELLS | P | 0 | 0 | 0 | 0 | 0 | 0 | EA | ELB333 | BAL0903
ELE370 | 0 | 0 | LK | 1/2" 90 DEGREE EMT ELBOW |  |  |  | PIC 1/2 90DEG EMT ELBOW | EMT 90 DEGREE ELLS | P | 0 | 0 | 0 | 0 | 0 | 0 | EA | ELE370 | BAC0110
ELE372 | 0 | 0 | LK | 3/4" 90 DEGREE EMT ELBOW |  |  |  | PIC 3/4 90DEG EMT ELBOW | EMT 90 DEGREE ELLS | P | 0 | 0 | 0 | 0 | 0 | 0 | EA | ELE372 | BAC0210
ELE385 | 0 | 0 | LK | 3 1/2" EMT 90 DEG ELL |  |  |  |  | EMT 90 DEGREE ELLS | P | 0 | 0 | 0 | 0 | 0 | 0 | EA | ELE385 | BAC0910
ELP200 | 0 | 0 | LK | 1/2" 45-DEG PVC ELBOW |  |  |  |  | PVC 45 DEG ELLS | P | 3.19 | 3.83 | 2.77 | 2.22 | 0 | 3.38 | EA | ELP200 | BAD0115
ELP204 | 0 | 0 | LK | 1" 45-DEG PVC ELBOW |  |  |  |  | PVC 45 DEG ELLS | P | 5.58 | 6.7 | 4.85 | 3.88 | 0 | 5.91 | EA | ELP204 | BAD0315
ELP206 | 0 | 0.86 | LK | 1 1/4" 45-DEG PVC ELBOW |  |  |  |  | PVC 45 DEG ELLS | P | 3.69 | 4.43 | 3.21 | 2.57 | 0 | 3.91 | EA | ELP206 | BAD0415
ELP208 | 0 | 0 | LK | 1 1/2"45-DEG PVC ELBOW |  |  |  |  | PVC 45 DEG ELLS | P | 4.99 | 5.99 | 4.34 | 3.47 | 0 | 5.29 | EA | ELP208 | BAD0515
ELP212 | 0 | 0 | LK | 2 1/2" 45-DEG PVC ELBOW |  |  |  |  | PVC 45 DEG ELLS | P | 13.62 | 16.34 | 11.84 | 9.47 | 0 | 14.44 | EA | ELP212 | BAD0715
ELP215 | 0 | 0 | LK | 3 1/2" 45-DEG PVC ELBOW |  |  |  |  | PVC 45 DEG ELLS | P | 86.21 | 103.45 | 74.96 | 59.97 | 0 | 91.38 | EA | ELP215 | BAD0915
ELP315 | 0 | 0 | LK | 3 1/2" PVC 90 DEG ELBOW |  |  |  |  | PVC 90 DEG ELLS | P | 0 | 0 | 0 | 0 | 0 | 0 | EA | ? | ?
ELR370 | 0 | 0 | LK | 1/2" RIGID 45 DEGREE ELL |  |  |  |  | RIGID 45 DEGREE ELLS | P | 6.74 | 8.09 | 6.74 | 5.39 | 0 | 7.14 | EA | ELR370 | PT233
ELR372 | 0 | 0 | LK | 3/4" RIGID 45 DEGREE ELL |  |  |  |  | RIGID 45 DEGREE ELLS | P | 7.04 | 8.45 | 7.04 | 5.63 | 0 | 7.46 | EA | ? | ?
ELR374 | 0 | 0 | LK | 1" RIGID 45 DEGREE ELL |  |  |  |  | RIGID 45 DEGREE ELLS | P | 10.8 | 12.96 | 10.8 | 8.64 | 0 | 11.45 | EA | ? | ?
ELR376 | 0 | 0 | LK | 1 1/4" RIGID 45 DEGREE ELL |  |  |  |  | RIGID 45 DEGREE ELLS | P | 14.82 | 17.78 | 14.82 | 11.86 | 0 | 15.71 | EA | ? | ?
ELR378 | 0 | 0 | LK | 1 1/2" RIGID 45 DEGREE ELL |  |  |  |  | RIGID 45 DEGREE ELLS | P | 18.37 | 22.04 | 18.37 | 14.7 | 0 | 19.47 | EA | ? | ?
ELR380 | 0 | 14.8486 | LK | 2" RIGID 45 DEGREE ELL |  |  |  |  | RIGID 45 DEGREE ELLS | P | 26.53 | 31.84 | 26.53 | 21.22 | 30.08 | 28.12 | EA | ? | ?
ELR382 | 0 | 0 | LK | 2 1/2" RIGID 45 DEGREE ELL |  |  |  |  | RIGID 45 DEGREE ELLS | P | 46.43 | 55.72 | 46.43 | 37.14 | 0 | 49.22 | EA | ? | ?
ELR384 | 0 | 0 | LK | 3" RIGID 45 DEGREE ELL |  |  |  |  | RIGID 45 DEGREE ELLS | P | 64.4 | 77.28 | 64.4 | 51.52 | 0 | 68.26 | EA | ? | ?
ELR385 | 0 | 0 | LK | 3 1/2" RIGID 45 DEGREE ELL |  |  |  |  | RIGID 45 DEGREE ELLS | P | 101.88 | 122.26 | 101.88 | 81.5 | 0 | 107.99 | EA | ? | ?
ELR386 | 0 | 0 | LK | 4" RIGID 45 DEGREE ELL |  |  |  |  | RIGID 45 DEGREE ELLS | P | 115.5 | 138.6 | 115.5 | 92.4 | 0 | 122.43 | EA | ? | ?
ENB180 | 0 | 0 | LK | 10" X 10" ENCLOSURE BACKPLATE |  |  |  |  | ENCLOSURE BACKPLATES | P | 25.69 | 30.83 | 22.34 | 20.1 | 22.34 | 25.69 | EA | ? | ?
ENB260 | 0 | 0 | LK | 14" X 14" ENCLOSURE BACKLATE |  |  |  |  | ENCLOSURE BACKPLATES | P | 0 | 0 | 0 | 0 | 0 | 0 | EA | ? | ?
ENB300 | 0 | 30.53 | LK | 16" X 16" ENCLOSURE BACKPLATE |  |  |  |  | ENCLOSURE BACKPLATES | P | 0 | 0 | 0 | 0 | 0 | 0 | EA | ? | ?
ENB340 | 0 | 0 | LK | 18" X 18" ENCLOSURE BACKPLATE |  |  |  |  | ENCLOSURE BACKPLATES | P | 0 | 0 | 0 | 0 | 0 | 0 | EA | ? | ?
ENB429 | 0 | 0 | LK | 18" X 18" ENCLOSURE BACKPLATE |  |  |  |  | ENCLOSURE BACKPLATES | P | 0 | 0 | 0 | 0 | 0 | 0 | EA | ? | ?
ENF140 | 0 | 27.89 | LK | 8" X 8" FIBERGLASS ENCLOSURE |  |  |  |  | ENCLOSURES, FIBERGLASS | P | 0 | 0 | 0 | 0 | 44.25 | 44.25 | EA | ? | ?
ENF180 | 0 | 0 | LK | 10" X 10" FIBERGLASS ENCLOSURE |  |  |  |  | ENCLOSURES, FIBERGLASS | P | 0 | 0 | 0 | 0 | 0 | 0 | EA | ? | ?
ENF220 | 0 | 34.78 | LK | 12" X 12" FIBERGLASS ENCLOSURE |  |  |  |  | ENCLOSURES, FIBERGLASS | P | 0 | 0 | 0 | 0 | 69.55 | 61.21 | EA | ? | ?
ENF260 | 0 | 0 | LK | 14" X 14" FIBERGLASS ENCLOSURE |  |  |  |  | ENCLOSURES, FIBERGLASS | P | 0 | 0 | 0 | 0 | 0 | 0 | EA | ? | ?
ENF300 | 0 | 0 | LK | 16" X 16" FIBERGLASS ENCLOSURE |  |  |  |  | ENCLOSURES, FIBERGLASS | P | 0 | 0 | 0 | 0 | 0 | 0 | EA | ? | ?
ENF340 | 0 | 0 | LK | 18" X 18" FIBERGLASS ENCLOSURE |  |  |  |  | ENCLOSURES, FIBERGLASS | P | 0 | 0 | 0 | 0 | 0 | 0 | EA | ? | ?
ENS140 | 0 | 25.35 | LK | 8" X 8" METAL ENCLOSURE |  |  |  |  | ENCLOSURES, METAL | P | 61.4 | 73.68 | 61.4 | 61.4 | 41.35 | 41.35 | EA | ? | ?
ENS180 | 0 | 161.6846 | LK | 10" X 10" METAL ENCLOSURE |  |  |  |  | ENCLOSURES, METAL | P | 51 | 61.2 | 51 | 48.9 | 271.71 | 271.71 | EA | ? | ?
ENS260 | 0 | 0 | LK | 14" X 14" METAL ENCLOSURE |  |  |  |  | ENCLOSURES, METAL | P | 0 | 0 | 0 | 0 | 0 | 0 | EA | ? | ?
ENS320 | 0 | 0 | LK | 16" X 18" METAL ENCLOSURE |  |  |  |  | ENCLOSURES, METAL | P | 0 | 0 | 0 | 0 | 0 | 0 | EA | ? | ?
ENS340 | 0 | 0 | LK | 16" X 20" METAL ENCLOSURE |  |  |  |  | ENCLOSURES, METAL | P | 0 | 0 | 0 | 0 | 0 | 0 | EA | ? | ?
ENS360 | 0 | 0 | LK | 18" X 18" METAL ENCLOSURE |  |  |  |  | ENCLOSURES, METAL | P | 0 | 0 | 0 | 0 | 0 | 0 | EA | ? | ?
ENS380 | 0 | 0 | LK | 20" X 18" METAL ENCLOSURE |  |  |  |  | ENCLOSURES, METAL | P | 0 | 0 | 0 | 0 | 0 | 0 | EA | ? | ?
ENS440 | 0 | 230.16 | LK | 24" X 24" METAL ENCLOSURE |  |  |  |  | ENCLOSURES, METAL | P | 581.33 | 697.6 | 581.33 | 581.33 | 761.4 | 747.3 | EA | ? | ?
ENS460 | 0 | 0 | LK | 24" X 30" METAL ENCLOSURE |  |  |  |  | ENCLOSURES, METAL | P | 691.58 | 829.9 | 691.58 | 829.9 | 896.29 | 896.29 | EA | ? | ?
ENS480 | 0 | 0 | LK | 30" X 30" METAL ENCLOSURE |  |  |  |  | ENCLOSURES, METAL | P | 0 | 0 | 0 | 0 | 0 | 0 | EA | ? | ?
ENS500 | 0 | 432.56 | LK | 30" X 36" METAL ENCLOSURE |  |  |  |  | ENCLOSURES, METAL | P | 759.9 | 911.88 | 759.9 | 683.91 | 315.12 | 315.12 | EA | ? | ?
ENS540 | 0 | 489.0133 | LK | 36" X 36" METAL ENCLOSURE |  |  |  |  | ENCLOSURES, METAL | P | 837 | 837 | 837 | 837 | 903.96 | 887.22 | EA | ? | ?
ENW100 | 0 | 0 | LK | 6" X 6" FIBERGLASS ENCLOSURE | W/ WINDOW |  |  |  | ENCLOSURES, FIBERGLASS W/ WINDOW | P | 0 | 0 | 0 | 0 | 0 | 0 | EA | ? | ?
ENW120 | 0 | 0 | LK | 8" X 6" FIBERGLASS ENCLOSURE | W/ WINDOW |  |  |  | ENCLOSURES, FIBERGLASS W/ WINDOW | P | 0 | 0 | 0 | 0 | 0 | 0 | EA | ? | ?
ENW140 | 0 | 0 | LK | 8" X 8" FIBEGLASS ENDCLOSURE | W/ WINDOW |  |  |  | ENCLOSURES, FIBERGLASS W/ WINDOW | P | 0 | 0 | 0 | 0 | 0 | 0 | EA | ? | ?
ENW160 | 0 | 0 | LK | 10" X 8" FIBERGLASS | ENCLOSURE W/ WINDOW |  |  |  | ENCLOSURES, FIBERGLASS W/ WINDOW | P | 0 | 0 | 0 | 0 | 0 | 0 | EA | ? | ?
ENW180 | 0 | 0 | LK | 10" X 10" FIBERGLASS | ENCLOSURE W/ WINDOW |  |  |  | ENCLOSURES, FIBERGLASS W/ WINDOW | P | 0 | 0 | 0 | 0 | 0 | 0 | EA | ? | ?
ENW200 | 0 | 0 | LK | 12" X 10" FIBERGLASS | ENCLOSURE W/ WINDOW |  |  |  | ENCLOSURES, FIBERGLASS W/ WINDOW | P | 0 | 0 | 0 | 0 | 0 | 0 | EA | ? | ?
ENW220 | 0 | 0 | LK | 12" X 12" FIBERGLASS | ENCLOSURE W/ WINDOW |  |  |  | ENCLOSURES, FIBERGLASS W/ WINDOW | P | 0 | 0 | 0 | 0 | 0 | 0 | EA | ? | ?
ENW240 | 0 | 0 | LK | 14" X 12" FIBERGLASS | ENCLOSURE W/ WINDOW |  |  | HOF 14128CHQRFGW | ENCLOSURES, FIBERGLASS W/ WINDOW | P | 253.91 | 304.7 | 253.91 | 253.91 | 274.22 | 269.14 | EA | ENW240 | EAA1006
ENW260 | 0 | 0 | LK | 14" X 14" FIBERGLASS | ENCLOSURE W/ WINDOW |  |  |  | ENCLOSURES, FIBERGLASS W/ WINDOW | P | 0 | 0 | 0 | 0 | 0 | 0 | EA | ? | ?
ENW300 | 0 | 0 | LK | 16" X 16" FIBERGLASS | ENCLOSURE W/ WINDOW |  |  |  | ENCLOSURES, FIBERGLASS W/ WINDOW | P | 0 | 0 | 0 | 0 | 0 | 0 | EA | ? | ?
ENW320 | 0 | 0 | LK | 18" X 16" FIBERGLASS | ENCLOSURE W/ WINDOW |  |  |  | ENCLOSURES, FIBERGLASS W/ WINDOW | P | 0 | 0 | 0 | 0 | 0 | 0 | EA | ? | ?
ENW340 | 0 | 0 | LK | 18" X 18" FIBERGLASS | ENCLOSURE W/ WINDOW |  |  |  | ENCLOSURES, FIBERGLASS W/ WINDOW | P | 0 | 0 | 0 | 0 | 0 | 0 | EA | ? | ?
ENW360 | 0 | 0 | LK | 20" X 20" FIBERGLASS | ENCLOSURE W/ WINDOW |  |  |  | ENCLOSURES, FIBERGLASS W/ WINDOW | P | 0 | 0 | 0 | 0 | 0 | 0 | EA | ? | ?
ENW380 | 0 | 0 | LK | 24" X 20" FIBERGLASS | ENCLOSURE W/ WINDOW |  |  |  | ENCLOSURES, FIBERGLASS W/ WINDOW | P | 0 | 0 | 0 | 0 | 0 | 0 | EA | ? | ?
ENW400 | 0 | 0 | LK | 24" X 24" FIBERGLASS | ENCLOSURE W/ WINDOW |  |  |  | ENCLOSURES, FIBERGLASS W/ WINDOW | P | 0 | 0 | 0 | 0 | 0 | 0 | EA | ? | ?
ENW420 | 0 | 0 | LK | 30" X 24" FIBERGLASS | ENCLOSURE W/ WINDOW |  |  |  | ENCLOSURES, FIBERGLASS W/ WINDOW | P | 0 | 0 | 0 | 0 | 0 | 0 | EA | ? | ?
FLO114 | 0 | 505 | LK | 3' STAINLESS STEEL FLOAT |  |  |  |  | FLOATS AND FLOAT SWITCH | P | 0 | 0 | 0 | 0 | 988.2 | 969.9 | EA | FLO114 | XLK523
FLX208 | 0 | 139.09 | LK | EXP/PRF FLEX CPLR SS1 X 12 | FLEX |  |  | CRH ECLK318 | EXPLOSION PROOF FLEX | P | 413.46 | 496.15 | 413.46 | 372.11 | 274 | 274 | EA | FLX208 | BAR3312
FUB624 | 0 | 0 | LK | LTF LH60030-PC FUSEBLOCK CVR |  |  |  | LTF LH60030-PC FUSEBLOCK CVR | FUSE BLOCKS | P | 0 | 0 | 0 | 0 | 0 | 0 | EA | FUB624 | HAN0004
FUL100 | 0 | 0 | LK | 2A 600V LOW PEAK FUSETRON | CLASS RK1 TIME DELAY |  |  | LTF LLSRK002ID or equal | LOW PEAK FUSES 600 VOLT | P | 34.47 | 41.36 | 28.73 | 28.73 | 31.03 | 36.54 | EA | FUL100 | A6D2R
FUL100 | 0 | 0 | LK | 2A 600V LOW PEAK FUSETRON | CLASS RK1 TIME DELAY |  |  | LTF LLSRK002ID or equal | LOW PEAK FUSES 600 VOLT | P | 34.47 | 41.36 | 28.73 | 28.73 | 31.03 | 36.54 | EA | FUL100 | BUSSMAN LPS-RK-2SP
FUL100 | 0 | 0 | LK | 2A 600V LOW PEAK FUSETRON | CLASS RK1 TIME DELAY |  |  | LTF LLSRK002ID or equal | LOW PEAK FUSES 600 VOLT | P | 34.47 | 41.36 | 28.73 | 28.73 | 31.03 | 36.54 | EA | FUL100 | BUSSMAN LPSRK2SP
FUL100 | 0 | 0 | LK | 2A 600V LOW PEAK FUSETRON | CLASS RK1 TIME DELAY |  |  | LTF LLSRK002ID or equal | LOW PEAK FUSES 600 VOLT | P | 34.47 | 41.36 | 28.73 | 28.73 | 31.03 | 36.54 | EA | FUL100 | LITTELFUSE LLSRK002
FUL100 | 0 | 0 | LK | 2A 600V LOW PEAK FUSETRON | CLASS RK1 TIME DELAY |  |  | LTF LLSRK002ID or equal | LOW PEAK FUSES 600 VOLT | P | 34.47 | 41.36 | 28.73 | 28.73 | 31.03 | 36.54 | EA | FUL100 | LITTELFUSELLSRK002ID
FUL100 | 0 | 0 | LK | 2A 600V LOW PEAK FUSETRON | CLASS RK1 TIME DELAY |  |  | LTF LLSRK002ID or equal | LOW PEAK FUSES 600 VOLT | P | 34.47 | 41.36 | 28.73 | 28.73 | 31.03 | 36.54 | EA | FUL100 | MERSEN FERRAZ SHAWMUT A6D2R
FUL102 | 0 | 0 | LK | 2.5A 600V LOW PEAK FUSETRON | CLASS RK1 TIME DELAY |  |  | LTF LLSRK02.5ID or equal | LOW PEAK FUSES 600 VOLT | P | 41.98 | 50.38 | 34.98 | 34.98 | 37.78 | 44.5 | EA | FUL102 | BUSSMAN LPS-RK-2-1/2SP
FUL102 | 0 | 0 | LK | 2.5A 600V LOW PEAK FUSETRON | CLASS RK1 TIME DELAY |  |  | LTF LLSRK02.5ID or equal | LOW PEAK FUSES 600 VOLT | P | 41.98 | 50.38 | 34.98 | 34.98 | 37.78 | 44.5 | EA | FUL102 | BUSSMAN LPSRK2-1/2SP
FUL102 | 0 | 0 | LK | 2.5A 600V LOW PEAK FUSETRON | CLASS RK1 TIME DELAY |  |  | LTF LLSRK02.5ID or equal | LOW PEAK FUSES 600 VOLT | P | 41.98 | 50.38 | 34.98 | 34.98 | 37.78 | 44.5 | EA | FUL102 | LITTELFUSE LLSRK02.5
FUL102 | 0 | 0 | LK | 2.5A 600V LOW PEAK FUSETRON | CLASS RK1 TIME DELAY |  |  | LTF LLSRK02.5ID or equal | LOW PEAK FUSES 600 VOLT | P | 41.98 | 50.38 | 34.98 | 34.98 | 37.78 | 44.5 | EA | FUL102 | LITTELFUSE LLSRK02.5ID
FUL102 | 0 | 0 | LK | 2.5A 600V LOW PEAK FUSETRON | CLASS RK1 TIME DELAY |  |  | LTF LLSRK02.5ID or equal | LOW PEAK FUSES 600 VOLT | P | 41.98 | 50.38 | 34.98 | 34.98 | 37.78 | 44.5 | EA | FUL102 | MERSEN FERRAZ SHAWMUT A6D2-1
FUL104 | 0 | 0 | LK | 3A 600V LOW PEAK FUSETRON | CLASS RK1 TIME DELAY |  |  | LTF LLSRK003ID or equal | LOW PEAK FUSES 600 VOLT | P | 32.04 | 38.45 | 26.71 | 26.71 | 28.85 | 33.96 | EA | FUL104 | BUSSMAN LPS-RK-2SP
FUL104 | 0 | 0 | LK | 3A 600V LOW PEAK FUSETRON | CLASS RK1 TIME DELAY |  |  | LTF LLSRK003ID or equal | LOW PEAK FUSES 600 VOLT | P | 32.04 | 38.45 | 26.71 | 26.71 | 28.85 | 33.96 | EA | FUL104 | BUSSMAN LPSRK3SP
FUL104 | 0 | 0 | LK | 3A 600V LOW PEAK FUSETRON | CLASS RK1 TIME DELAY |  |  | LTF LLSRK003ID or equal | LOW PEAK FUSES 600 VOLT | P | 32.04 | 38.45 | 26.71 | 26.71 | 28.85 | 33.96 | EA | FUL104 | LITTELFUSE LLSRK003
FUL104 | 0 | 0 | LK | 3A 600V LOW PEAK FUSETRON | CLASS RK1 TIME DELAY |  |  | LTF LLSRK003ID or equal | LOW PEAK FUSES 600 VOLT | P | 32.04 | 38.45 | 26.71 | 26.71 | 28.85 | 33.96 | EA | FUL104 | LITTELFUSE LLSRK003ID
FUL104 | 0 | 0 | LK | 3A 600V LOW PEAK FUSETRON | CLASS RK1 TIME DELAY |  |  | LTF LLSRK003ID or equal | LOW PEAK FUSES 600 VOLT | P | 32.04 | 38.45 | 26.71 | 26.71 | 28.85 | 33.96 | EA | FUL104 | MERSEN FERRAZ SHAWMUT A6D3R
FUL106 | 0 | 0 | LK | 5A 600V LOW PEAK FUSETRON | CLASS RK1 TIME DELAY |  |  | LTF LLSRK005ID or equal | LOW PEAK FUSES 600 VOLT | P | 32.04 | 38.45 | 26.71 | 26.71 | 28.85 | 33.96 | EA | FUL106 | BUSSMAN LPS-RK-5SP
FUL106 | 0 | 0 | LK | 5A 600V LOW PEAK FUSETRON | CLASS RK1 TIME DELAY |  |  | LTF LLSRK005ID or equal | LOW PEAK FUSES 600 VOLT | P | 32.04 | 38.45 | 26.71 | 26.71 | 28.85 | 33.96 | EA | FUL106 | BUSSMAN LPSRK5SP
FUL106 | 0 | 0 | LK | 5A 600V LOW PEAK FUSETRON | CLASS RK1 TIME DELAY |  |  | LTF LLSRK005ID or equal | LOW PEAK FUSES 600 VOLT | P | 32.04 | 38.45 | 26.71 | 26.71 | 28.85 | 33.96 | EA | FUL106 | LITTELFUSE LLSRK005
FUL106 | 0 | 0 | LK | 5A 600V LOW PEAK FUSETRON | CLASS RK1 TIME DELAY |  |  | LTF LLSRK005ID or equal | LOW PEAK FUSES 600 VOLT | P | 32.04 | 38.45 | 26.71 | 26.71 | 28.85 | 33.96 | EA | FUL106 | LITTELFUSE LLSRK005ID
FUL106 | 0 | 0 | LK | 5A 600V LOW PEAK FUSETRON | CLASS RK1 TIME DELAY |  |  | LTF LLSRK005ID or equal | LOW PEAK FUSES 600 VOLT | P | 32.04 | 38.45 | 26.71 | 26.71 | 28.85 | 33.96 | EA | FUL106 | MERSEN FERRAZ SHAWMUT A6D5R
FUL108 | 0 | 0 | LK | 6.25A 600V LOW PEAK FUSETRON | CLASS RK1 TIME DELAY |  |  | LTF LLSRK6.25ID or equal | LOW PEAK FUSES 600 VOLT | P | 39.04 | 46.85 | 32.53 | 32.53 | 35.13 | 41.38 | EA | FUL108 | BUSSMAN LPS-RK-6-1/4SP
FUL108 | 0 | 0 | LK | 6.25A 600V LOW PEAK FUSETRON | CLASS RK1 TIME DELAY |  |  | LTF LLSRK6.25ID or equal | LOW PEAK FUSES 600 VOLT | P | 39.04 | 46.85 | 32.53 | 32.53 | 35.13 | 41.38 | EA | FUL108 | BUSSMAN LPSRK6-1/4SP
FUL108 | 0 | 0 | LK | 6.25A 600V LOW PEAK FUSETRON | CLASS RK1 TIME DELAY |  |  | LTF LLSRK6.25ID or equal | LOW PEAK FUSES 600 VOLT | P | 39.04 | 46.85 | 32.53 | 32.53 | 35.13 | 41.38 | EA | FUL108 | LITTELFUSE LLSRK6.25
FUL108 | 0 | 0 | LK | 6.25A 600V LOW PEAK FUSETRON | CLASS RK1 TIME DELAY |  |  | LTF LLSRK6.25ID or equal | LOW PEAK FUSES 600 VOLT | P | 39.04 | 46.85 | 32.53 | 32.53 | 35.13 | 41.38 | EA | FUL108 | LITTELFUSE LLSRK6.25ID
FUL108 | 0 | 0 | LK | 6.25A 600V LOW PEAK FUSETRON | CLASS RK1 TIME DELAY |  |  | LTF LLSRK6.25ID or equal | LOW PEAK FUSES 600 VOLT | P | 39.04 | 46.85 | 32.53 | 32.53 | 35.13 | 41.38 | EA | FUL108 | MERSEN FERRAZ SHAWMUT A6D6-1
FUL110 | 0 | 0 | LK | 7A 600V LOW PEAK FUSETRON | CLASS RK1 TIME DLEAY |  |  | LTF LLSRK007ID or equal | LOW PEAK FUSES 600 VOLT | P | 39.04 | 46.85 | 32.53 | 32.53 | 35.13 | 41.38 | EA | FUL110 | BUSS LPSRK7SP
FUL110 | 0 | 0 | LK | 7A 600V LOW PEAK FUSETRON | CLASS RK1 TIME DLEAY |  |  | LTF LLSRK007ID or equal | LOW PEAK FUSES 600 VOLT | P | 39.04 | 46.85 | 32.53 | 32.53 | 35.13 | 41.38 | EA | FUL110 | BUSSMAN LPS-RK-7SP
FUL110 | 0 | 0 | LK | 7A 600V LOW PEAK FUSETRON | CLASS RK1 TIME DLEAY |  |  | LTF LLSRK007ID or equal | LOW PEAK FUSES 600 VOLT | P | 39.04 | 46.85 | 32.53 | 32.53 | 35.13 | 41.38 | EA | FUL110 | LITTELFUSE LLS007
FUL110 | 0 | 0 | LK | 7A 600V LOW PEAK FUSETRON | CLASS RK1 TIME DLEAY |  |  | LTF LLSRK007ID or equal | LOW PEAK FUSES 600 VOLT | P | 39.04 | 46.85 | 32.53 | 32.53 | 35.13 | 41.38 | EA | FUL110 | LITTELFUSE LLSRK007ID
FUL110 | 0 | 0 | LK | 7A 600V LOW PEAK FUSETRON | CLASS RK1 TIME DLEAY |  |  | LTF LLSRK007ID or equal | LOW PEAK FUSES 600 VOLT | P | 39.04 | 46.85 | 32.53 | 32.53 | 35.13 | 41.38 | EA | FUL110 | MERSEN FERRAZ SHAWMUT A6D7R
FUL112 | 0 | 0 | LK | 8A 600V LOW PEAK FUSETRON | CLASS RK1 TIME DELAY |  |  | LTF LLSRK008ID or equal | LOW PEAK FUSES 600 VOLT | P | 32.04 | 38.45 | 26.71 | 26.71 | 28.85 | 33.96 | EA | FUL112 | BUSS LPSRK8SP
FUL112 | 0 | 0 | LK | 8A 600V LOW PEAK FUSETRON | CLASS RK1 TIME DELAY |  |  | LTF LLSRK008ID or equal | LOW PEAK FUSES 600 VOLT | P | 32.04 | 38.45 | 26.71 | 26.71 | 28.85 | 33.96 | EA | FUL112 | BUSSMAN LPS-RK-8SP
FUL112 | 0 | 0 | LK | 8A 600V LOW PEAK FUSETRON | CLASS RK1 TIME DELAY |  |  | LTF LLSRK008ID or equal | LOW PEAK FUSES 600 VOLT | P | 32.04 | 38.45 | 26.71 | 26.71 | 28.85 | 33.96 | EA | FUL112 | LITTELFUSE LLSRK008
FUL112 | 0 | 0 | LK | 8A 600V LOW PEAK FUSETRON | CLASS RK1 TIME DELAY |  |  | LTF LLSRK008ID or equal | LOW PEAK FUSES 600 VOLT | P | 32.04 | 38.45 | 26.71 | 26.71 | 28.85 | 33.96 | EA | FUL112 | LITTELFUSE LLSRK008ID
FUL112 | 0 | 0 | LK | 8A 600V LOW PEAK FUSETRON | CLASS RK1 TIME DELAY |  |  | LTF LLSRK008ID or equal | LOW PEAK FUSES 600 VOLT | P | 32.04 | 38.45 | 26.71 | 26.71 | 28.85 | 33.96 | EA | FUL112 | MERSEN FERRAZ SHAWMUT A6D8R
FUL114 | 0 | 0 | LK | 10A 600V LOW PEAK FUSETRON | CLASS RK1 TIME DELAY |  |  | LTF LLSRK010ID or equal | LOW PEAK FUSES 600 VOLT | P | 32.04 | 38.45 | 26.71 | 26.71 | 28.85 | 33.96 | EA | FUL114 | BUSS LPSRK10SP
FUL114 | 0 | 0 | LK | 10A 600V LOW PEAK FUSETRON | CLASS RK1 TIME DELAY |  |  | LTF LLSRK010ID or equal | LOW PEAK FUSES 600 VOLT | P | 32.04 | 38.45 | 26.71 | 26.71 | 28.85 | 33.96 | EA | FUL114 | BUSSMAN LPS-RK-10SP
FUL114 | 0 | 0 | LK | 10A 600V LOW PEAK FUSETRON | CLASS RK1 TIME DELAY |  |  | LTF LLSRK010ID or equal | LOW PEAK FUSES 600 VOLT | P | 32.04 | 38.45 | 26.71 | 26.71 | 28.85 | 33.96 | EA | FUL114 | LITTELFUSE LLSRK010
FUL114 | 0 | 0 | LK | 10A 600V LOW PEAK FUSETRON | CLASS RK1 TIME DELAY |  |  | LTF LLSRK010ID or equal | LOW PEAK FUSES 600 VOLT | P | 32.04 | 38.45 | 26.71 | 26.71 | 28.85 | 33.96 | EA | FUL114 | LITTELFUSE LLSRK010ID
FUL114 | 0 | 0 | LK | 10A 600V LOW PEAK FUSETRON | CLASS RK1 TIME DELAY |  |  | LTF LLSRK010ID or equal | LOW PEAK FUSES 600 VOLT | P | 32.04 | 38.45 | 26.71 | 26.71 | 28.85 | 33.96 | EA | FUL114 | MERSEN FERRAZ SHAWMUT A6D10R
FUL116 | 0 | 0 | LK | 15A 600V LOW PEAK FUSETRON | CLASS RK1 TIME DELAY |  |  | LTF LLSRK015ID or equal | LOW PEAK FUSES 600 VOLT | P | 0 | 0 | 0 | 0 | 0 | 0 | EA | FUL116 | BUSS LPSRK15SP
FUL116 | 0 | 0 | LK | 15A 600V LOW PEAK FUSETRON | CLASS RK1 TIME DELAY |  |  | LTF LLSRK015ID or equal | LOW PEAK FUSES 600 VOLT | P | 0 | 0 | 0 | 0 | 0 | 0 | EA | FUL116 | BUSSMAN LPS-RK
FUL116 | 0 | 0 | LK | 15A 600V LOW PEAK FUSETRON | CLASS RK1 TIME DELAY |  |  | LTF LLSRK015ID or equal | LOW PEAK FUSES 600 VOLT | P | 0 | 0 | 0 | 0 | 0 | 0 | EA | FUL116 | LITTELFUSE LLSRK015
FUL116 | 0 | 0 | LK | 15A 600V LOW PEAK FUSETRON | CLASS RK1 TIME DELAY |  |  | LTF LLSRK015ID or equal | LOW PEAK FUSES 600 VOLT | P | 0 | 0 | 0 | 0 | 0 | 0 | EA | FUL116 | LITTELFUSE LLSRK015ID
FUL116 | 0 | 0 | LK | 15A 600V LOW PEAK FUSETRON | CLASS RK1 TIME DELAY |  |  | LTF LLSRK015ID or equal | LOW PEAK FUSES 600 VOLT | P | 0 | 0 | 0 | 0 | 0 | 0 | EA | FUL116 | MERSEN FERRAZ SHAWMUT A6D15R
FUL118 | 0 | 0 | LK | 17.5A 600V LOW PEAK FUSETRON | CLASS RK1 TIME DELAY |  |  | LTF LLSRK17.5ID or equal | LOW PEAK FUSES 600 VOLT | P | 0 | 0 | 0 | 0 | 0 | 0 | EA | FUL118 | BUSSMAN LPS-RK-17-1/2SP
FUL118 | 0 | 0 | LK | 17.5A 600V LOW PEAK FUSETRON | CLASS RK1 TIME DELAY |  |  | LTF LLSRK17.5ID or equal | LOW PEAK FUSES 600 VOLT | P | 0 | 0 | 0 | 0 | 0 | 0 | EA | FUL118 | BUSSMAN LPSRK17-1/2SP
FUL118 | 0 | 0 | LK | 17.5A 600V LOW PEAK FUSETRON | CLASS RK1 TIME DELAY |  |  | LTF LLSRK17.5ID or equal | LOW PEAK FUSES 600 VOLT | P | 0 | 0 | 0 | 0 | 0 | 0 | EA | FUL118 | LITTELFUSE LLSRK17.5
FUL118 | 0 | 0 | LK | 17.5A 600V LOW PEAK FUSETRON | CLASS RK1 TIME DELAY |  |  | LTF LLSRK17.5ID or equal | LOW PEAK FUSES 600 VOLT | P | 0 | 0 | 0 | 0 | 0 | 0 | EA | FUL118 | LITTELFUSE LLSRK17.5ID
FUL118 | 0 | 0 | LK | 17.5A 600V LOW PEAK FUSETRON | CLASS RK1 TIME DELAY |  |  | LTF LLSRK17.5ID or equal | LOW PEAK FUSES 600 VOLT | P | 0 | 0 | 0 | 0 | 0 | 0 | EA | FUL118 | MERSEN FERRAZ SHAWMUT A6D17-
FUL120 | 0 | 0 | LK | 20A 600V LOW PEAK FUSETRON | CLASS RK1 TIME DELAY |  |  | LTF LLSRK020ID or equal | LOW PEAK FUSES 600 VOLT | P | 28.23 | 33.88 | 23.53 | 23.53 | 25.41 | 29.92 | EA | FUL120 | BUSS LPSRK20SP
FUL120 | 0 | 0 | LK | 20A 600V LOW PEAK FUSETRON | CLASS RK1 TIME DELAY |  |  | LTF LLSRK020ID or equal | LOW PEAK FUSES 600 VOLT | P | 28.23 | 33.88 | 23.53 | 23.53 | 25.41 | 29.92 | EA | FUL120 | BUSSMAN LPS-RK-20SP
FUL120 | 0 | 0 | LK | 20A 600V LOW PEAK FUSETRON | CLASS RK1 TIME DELAY |  |  | LTF LLSRK020ID or equal | LOW PEAK FUSES 600 VOLT | P | 28.23 | 33.88 | 23.53 | 23.53 | 25.41 | 29.92 | EA | FUL120 | LITTELFUSE LLSRK020
FUL120 | 0 | 0 | LK | 20A 600V LOW PEAK FUSETRON | CLASS RK1 TIME DELAY |  |  | LTF LLSRK020ID or equal | LOW PEAK FUSES 600 VOLT | P | 28.23 | 33.88 | 23.53 | 23.53 | 25.41 | 29.92 | EA | FUL120 | LITTELFUSE LLSRK020ID
FUL120 | 0 | 0 | LK | 20A 600V LOW PEAK FUSETRON | CLASS RK1 TIME DELAY |  |  | LTF LLSRK020ID or equal | LOW PEAK FUSES 600 VOLT | P | 28.23 | 33.88 | 23.53 | 23.53 | 25.41 | 29.92 | EA | FUL120 | MERSEN FERRAZ SHAWMUT A6D20R
FUL122 | 0 | 0 | LK | 25A 600V LOW PEAK FUSETRON | CLASS RK1 TIME DELAY |  |  | LTF LLSRK025ID or equal | LOW PEAK FUSES 600 VOLT | P | 28.23 | 33.88 | 23.53 | 23.53 | 25.41 | 29.92 | EA | FUL122 | BUSS LPSRK25SP
FUL122 | 0 | 0 | LK | 25A 600V LOW PEAK FUSETRON | CLASS RK1 TIME DELAY |  |  | LTF LLSRK025ID or equal | LOW PEAK FUSES 600 VOLT | P | 28.23 | 33.88 | 23.53 | 23.53 | 25.41 | 29.92 | EA | FUL122 | BUSSMAN LPS-RK-25SP
FUL122 | 0 | 0 | LK | 25A 600V LOW PEAK FUSETRON | CLASS RK1 TIME DELAY |  |  | LTF LLSRK025ID or equal | LOW PEAK FUSES 600 VOLT | P | 28.23 | 33.88 | 23.53 | 23.53 | 25.41 | 29.92 | EA | FUL122 | LITTELFUSE LLSRK025
FUL122 | 0 | 0 | LK | 25A 600V LOW PEAK FUSETRON | CLASS RK1 TIME DELAY |  |  | LTF LLSRK025ID or equal | LOW PEAK FUSES 600 VOLT | P | 28.23 | 33.88 | 23.53 | 23.53 | 25.41 | 29.92 | EA | FUL122 | LITTELFUSE LLSRK025ID
FUL122 | 0 | 0 | LK | 25A 600V LOW PEAK FUSETRON | CLASS RK1 TIME DELAY |  |  | LTF LLSRK025ID or equal | LOW PEAK FUSES 600 VOLT | P | 28.23 | 33.88 | 23.53 | 23.53 | 25.41 | 29.92 | EA | FUL122 | MERSEN FERRAZ SHAWMUT A6D25R
FUL124 | 0 | 0 | LK | 30A 600V LOW PEAK FUSETRON | CLASS RK1 TIME DELAY |  |  | LTF LLSRK030ID or equal | LOW PEAK FUSES 600 VOLT | P | 34.56 | 41.47 | 28.8 | 0 | 0 | 36.63 | EA | FUL124 | BUSS LPSRK30SP
FUL124 | 0 | 0 | LK | 30A 600V LOW PEAK FUSETRON | CLASS RK1 TIME DELAY |  |  | LTF LLSRK030ID or equal | LOW PEAK FUSES 600 VOLT | P | 34.56 | 41.47 | 28.8 | 0 | 0 | 36.63 | EA | FUL124 | BUSSMAN LPS-RK-30SP
FUL124 | 0 | 0 | LK | 30A 600V LOW PEAK FUSETRON | CLASS RK1 TIME DELAY |  |  | LTF LLSRK030ID or equal | LOW PEAK FUSES 600 VOLT | P | 34.56 | 41.47 | 28.8 | 0 | 0 | 36.63 | EA | FUL124 | HAC6031
FUL124 | 0 | 0 | LK | 30A 600V LOW PEAK FUSETRON | CLASS RK1 TIME DELAY |  |  | LTF LLSRK030ID or equal | LOW PEAK FUSES 600 VOLT | P | 34.56 | 41.47 | 28.8 | 0 | 0 | 36.63 | EA | FUL124 | LITTELFUSE LLSRK030
FUL124 | 0 | 0 | LK | 30A 600V LOW PEAK FUSETRON | CLASS RK1 TIME DELAY |  |  | LTF LLSRK030ID or equal | LOW PEAK FUSES 600 VOLT | P | 34.56 | 41.47 | 28.8 | 0 | 0 | 36.63 | EA | FUL124 | LITTELFUSE LLSRK030ID
FUL124 | 0 | 0 | LK | 30A 600V LOW PEAK FUSETRON | CLASS RK1 TIME DELAY |  |  | LTF LLSRK030ID or equal | LOW PEAK FUSES 600 VOLT | P | 34.56 | 41.47 | 28.8 | 0 | 0 | 36.63 | EA | FUL124 | MERSEN FERRAZ SHAWMUT A6D30R
FUL126 | 0 | 0 | LK | 35A 600V LOW PEAK FUSETRON | CLASS RK1 TIME DELAY |  |  | LTF LLSRK035ID or equal | LOW PEAK FUSES 600 VOLT | P | 56.06 | 67.27 | 46.72 | 0 | 0 | 59.42 | EA | FUL126 | BUSS LPSRK35S
FUL126 | 0 | 0 | LK | 35A 600V LOW PEAK FUSETRON | CLASS RK1 TIME DELAY |  |  | LTF LLSRK035ID or equal | LOW PEAK FUSES 600 VOLT | P | 56.06 | 67.27 | 46.72 | 0 | 0 | 59.42 | EA | FUL126 | BUSSMAN LPS-RK-35SP
FUL126 | 0 | 0 | LK | 35A 600V LOW PEAK FUSETRON | CLASS RK1 TIME DELAY |  |  | LTF LLSRK035ID or equal | LOW PEAK FUSES 600 VOLT | P | 56.06 | 67.27 | 46.72 | 0 | 0 | 59.42 | EA | FUL126 | HAC6036
FUL126 | 0 | 0 | LK | 35A 600V LOW PEAK FUSETRON | CLASS RK1 TIME DELAY |  |  | LTF LLSRK035ID or equal | LOW PEAK FUSES 600 VOLT | P | 56.06 | 67.27 | 46.72 | 0 | 0 | 59.42 | EA | FUL126 | LITTELFUSE LLSRK035
FUL126 | 0 | 0 | LK | 35A 600V LOW PEAK FUSETRON | CLASS RK1 TIME DELAY |  |  | LTF LLSRK035ID or equal | LOW PEAK FUSES 600 VOLT | P | 56.06 | 67.27 | 46.72 | 0 | 0 | 59.42 | EA | FUL126 | LITTELFUSE LLSRK035ID
FUL126 | 0 | 0 | LK | 35A 600V LOW PEAK FUSETRON | CLASS RK1 TIME DELAY |  |  | LTF LLSRK035ID or equal | LOW PEAK FUSES 600 VOLT | P | 56.06 | 67.27 | 46.72 | 0 | 0 | 59.42 | EA | FUL126 | MERSEN FERRAZ SHAWMUT A6D35R
FUL128 | 0 | 0 | LK | 40A 600V LOW PEAK FUSETRON | CLASS RK1 TIME DELAY |  |  | LTF LLSRK040ID or equal | LOW PEAK FUSES 600 VOLT | P | 48.52 | 58.22 | 40.45 | 40.45 | 43.69 | 51.43 | EA | FUL128 | BUSSMAN LPS-RK-40SP
FUL128 | 0 | 0 | LK | 40A 600V LOW PEAK FUSETRON | CLASS RK1 TIME DELAY |  |  | LTF LLSRK040ID or equal | LOW PEAK FUSES 600 VOLT | P | 48.52 | 58.22 | 40.45 | 40.45 | 43.69 | 51.43 | EA | FUL128 | BUSSMAN LPSRK40SP
FUL128 | 0 | 0 | LK | 40A 600V LOW PEAK FUSETRON | CLASS RK1 TIME DELAY |  |  | LTF LLSRK040ID or equal | LOW PEAK FUSES 600 VOLT | P | 48.52 | 58.22 | 40.45 | 40.45 | 43.69 | 51.43 | EA | FUL128 | LITTELFUSE LLSRK040
FUL128 | 0 | 0 | LK | 40A 600V LOW PEAK FUSETRON | CLASS RK1 TIME DELAY |  |  | LTF LLSRK040ID or equal | LOW PEAK FUSES 600 VOLT | P | 48.52 | 58.22 | 40.45 | 40.45 | 43.69 | 51.43 | EA | FUL128 | LITTELFUSE LLSRK040ID
FUL128 | 0 | 0 | LK | 40A 600V LOW PEAK FUSETRON | CLASS RK1 TIME DELAY |  |  | LTF LLSRK040ID or equal | LOW PEAK FUSES 600 VOLT | P | 48.52 | 58.22 | 40.45 | 40.45 | 43.69 | 51.43 | EA | FUL128 | MERSEN FERRAZ SHAWMUT A6D40R
FUL130 | 0 | 0 | LK | 45A 600V LOW PEAK FUSETRON | CLASS RK1 TIME DELAY |  |  | LTF LLSRK045ID or equal | LOW PEAK FUSES 600 VOLT | P | 48.52 | 58.22 | 40.45 | 40.45 | 43.69 | 51.43 | EA | FUL130 | BUSS LPSRK45SP
FUL130 | 0 | 0 | LK | 45A 600V LOW PEAK FUSETRON | CLASS RK1 TIME DELAY |  |  | LTF LLSRK045ID or equal | LOW PEAK FUSES 600 VOLT | P | 48.52 | 58.22 | 40.45 | 40.45 | 43.69 | 51.43 | EA | FUL130 | BUSSMAN LPS-RK-45SP
FUL130 | 0 | 0 | LK | 45A 600V LOW PEAK FUSETRON | CLASS RK1 TIME DELAY |  |  | LTF LLSRK045ID or equal | LOW PEAK FUSES 600 VOLT | P | 48.52 | 58.22 | 40.45 | 40.45 | 43.69 | 51.43 | EA | FUL130 | LITTELFUSE LLSRK045
FUL130 | 0 | 0 | LK | 45A 600V LOW PEAK FUSETRON | CLASS RK1 TIME DELAY |  |  | LTF LLSRK045ID or equal | LOW PEAK FUSES 600 VOLT | P | 48.52 | 58.22 | 40.45 | 40.45 | 43.69 | 51.43 | EA | FUL130 | LITTELFUSE LLSRK045ID
FUL130 | 0 | 0 | LK | 45A 600V LOW PEAK FUSETRON | CLASS RK1 TIME DELAY |  |  | LTF LLSRK045ID or equal | LOW PEAK FUSES 600 VOLT | P | 48.52 | 58.22 | 40.45 | 40.45 | 43.69 | 51.43 | EA | FUL130 | MERSEN FERRAZ SHAWMUT A6D45R
FUL132 | 0 | 0 | LK | 50A 600V LOW PEAK FUSETRON | CLASS RK1 TIME DELAY |  |  | LTF LLSRK050ID or equal | LOW PEAK FUSES 600 VOLT | P | 48.52 | 58.22 | 40.45 | 40.45 | 43.69 | 51.43 | EA | FUL132 | BUSS LPSRK50SP
FUL132 | 0 | 0 | LK | 50A 600V LOW PEAK FUSETRON | CLASS RK1 TIME DELAY |  |  | LTF LLSRK050ID or equal | LOW PEAK FUSES 600 VOLT | P | 48.52 | 58.22 | 40.45 | 40.45 | 43.69 | 51.43 | EA | FUL132 | BUSSMAN LPS-RK-50SP
FUL132 | 0 | 0 | LK | 50A 600V LOW PEAK FUSETRON | CLASS RK1 TIME DELAY |  |  | LTF LLSRK050ID or equal | LOW PEAK FUSES 600 VOLT | P | 48.52 | 58.22 | 40.45 | 40.45 | 43.69 | 51.43 | EA | FUL132 | LITTELFUSE LLSRK050
FUL132 | 0 | 0 | LK | 50A 600V LOW PEAK FUSETRON | CLASS RK1 TIME DELAY |  |  | LTF LLSRK050ID or equal | LOW PEAK FUSES 600 VOLT | P | 48.52 | 58.22 | 40.45 | 40.45 | 43.69 | 51.43 | EA | FUL132 | LITTELFUSE LLSRK050ID
FUL132 | 0 | 0 | LK | 50A 600V LOW PEAK FUSETRON | CLASS RK1 TIME DELAY |  |  | LTF LLSRK050ID or equal | LOW PEAK FUSES 600 VOLT | P | 48.52 | 58.22 | 40.45 | 40.45 | 43.69 | 51.43 | EA | FUL132 | MERSEN FERRAZ SHAWMUT A6D50R
FUL134 | 0 | 0 | LK | 60A 600V LOW PEAK FUSETRON | CLASS RK1 TIME DELAY |  |  | LTF LLSRK060ID or equal | LOW PEAK FUSES 600 VOLT | P | 56.06 | 67.27 | 42.05 | 40.45 | 45.41 | 59.42 | EA | FUL134 | BUSS LPSRK60SP
FUL134 | 0 | 0 | LK | 60A 600V LOW PEAK FUSETRON | CLASS RK1 TIME DELAY |  |  | LTF LLSRK060ID or equal | LOW PEAK FUSES 600 VOLT | P | 56.06 | 67.27 | 42.05 | 40.45 | 45.41 | 59.42 | EA | FUL134 | BUSSMAN LPS-RK-60SP
FUL134 | 0 | 0 | LK | 60A 600V LOW PEAK FUSETRON | CLASS RK1 TIME DELAY |  |  | LTF LLSRK060ID or equal | LOW PEAK FUSES 600 VOLT | P | 56.06 | 67.27 | 42.05 | 40.45 | 45.41 | 59.42 | EA | FUL134 | LITTELFUSE LLSRK060
FUL134 | 0 | 0 | LK | 60A 600V LOW PEAK FUSETRON | CLASS RK1 TIME DELAY |  |  | LTF LLSRK060ID or equal | LOW PEAK FUSES 600 VOLT | P | 56.06 | 67.27 | 42.05 | 40.45 | 45.41 | 59.42 | EA | FUL134 | LITTELFUSE LLSRK060ID
FUL134 | 0 | 0 | LK | 60A 600V LOW PEAK FUSETRON | CLASS RK1 TIME DELAY |  |  | LTF LLSRK060ID or equal | LOW PEAK FUSES 600 VOLT | P | 56.06 | 67.27 | 42.05 | 40.45 | 45.41 | 59.42 | EA | FUL134 | MERSEN FERRAZ SHAWMUT A6D60R
FUL136 | 0 | 0 | LK | 70A 600V LOW PEAK FUSETRON | CLASS RK1 TIME DELAY |  |  | LTF LLSRK070ID or equal | LOW PEAK FUSES 600 VOLT | P | 115.74 | 138.89 | 96.45 | 0 | 104.17 | 122.68 | EA | FUL136 | BUSS LPSRK70SP
FUL136 | 0 | 0 | LK | 70A 600V LOW PEAK FUSETRON | CLASS RK1 TIME DELAY |  |  | LTF LLSRK070ID or equal | LOW PEAK FUSES 600 VOLT | P | 115.74 | 138.89 | 96.45 | 0 | 104.17 | 122.68 | EA | FUL136 | BUSSMAN LPS-RK-70SP
FUL136 | 0 | 0 | LK | 70A 600V LOW PEAK FUSETRON | CLASS RK1 TIME DELAY |  |  | LTF LLSRK070ID or equal | LOW PEAK FUSES 600 VOLT | P | 115.74 | 138.89 | 96.45 | 0 | 104.17 | 122.68 | EA | FUL136 | HAC6071
FUL136 | 0 | 0 | LK | 70A 600V LOW PEAK FUSETRON | CLASS RK1 TIME DELAY |  |  | LTF LLSRK070ID or equal | LOW PEAK FUSES 600 VOLT | P | 115.74 | 138.89 | 96.45 | 0 | 104.17 | 122.68 | EA | FUL136 | LITTELFUSE LLSRK070
FUL136 | 0 | 0 | LK | 70A 600V LOW PEAK FUSETRON | CLASS RK1 TIME DELAY |  |  | LTF LLSRK070ID or equal | LOW PEAK FUSES 600 VOLT | P | 115.74 | 138.89 | 96.45 | 0 | 104.17 | 122.68 | EA | FUL136 | LITTELFUSE LLSRK070ID
FUL136 | 0 | 0 | LK | 70A 600V LOW PEAK FUSETRON | CLASS RK1 TIME DELAY |  |  | LTF LLSRK070ID or equal | LOW PEAK FUSES 600 VOLT | P | 115.74 | 138.89 | 96.45 | 0 | 104.17 | 122.68 | EA | FUL136 | MERSEN FERRAZ SHAWMUT A6D70R
FUL138 | 0 | 0 | LK | 80A 600V LOW PEAK FUSETRON | CLASS RK1 TIME DELAY |  |  | LTF LLSRK080ID or equal | LOW PEAK FUSES 600 VOLT | P | 100.2 | 120.24 | 83.52 | 83.52 | 90.2 | 106.21 | EA | FUL138 | BUSS LPSRK80SP
FUL138 | 0 | 0 | LK | 80A 600V LOW PEAK FUSETRON | CLASS RK1 TIME DELAY |  |  | LTF LLSRK080ID or equal | LOW PEAK FUSES 600 VOLT | P | 100.2 | 120.24 | 83.52 | 83.52 | 90.2 | 106.21 | EA | FUL138 | BUSSMAN LPS-RK-80SP
FUL138 | 0 | 0 | LK | 80A 600V LOW PEAK FUSETRON | CLASS RK1 TIME DELAY |  |  | LTF LLSRK080ID or equal | LOW PEAK FUSES 600 VOLT | P | 100.2 | 120.24 | 83.52 | 83.52 | 90.2 | 106.21 | EA | FUL138 | LITTELFUSE LLSRK080
FUL138 | 0 | 0 | LK | 80A 600V LOW PEAK FUSETRON | CLASS RK1 TIME DELAY |  |  | LTF LLSRK080ID or equal | LOW PEAK FUSES 600 VOLT | P | 100.2 | 120.24 | 83.52 | 83.52 | 90.2 | 106.21 | EA | FUL138 | LITTELFUSE LLSRK080ID
FUL138 | 0 | 0 | LK | 80A 600V LOW PEAK FUSETRON | CLASS RK1 TIME DELAY |  |  | LTF LLSRK080ID or equal | LOW PEAK FUSES 600 VOLT | P | 100.2 | 120.24 | 83.52 | 83.52 | 90.2 | 106.21 | EA | FUL138 | MERSEN FERRAZ SHAWMUT A6D80R
FUL140 | 0 | 0 | LK | 90A 600V LOW PEAK FUESTRON | CLASS RK1 TIME DELAY |  |  | LTF LLSRK090ID or equal | LOW PEAK FUSES 600 VOLT | P | 100.2 | 120.24 | 83.52 | 83.52 | 90.2 | 106.21 | EA | FUL140 | BUSS LPSRK90SP
FUL140 | 0 | 0 | LK | 90A 600V LOW PEAK FUESTRON | CLASS RK1 TIME DELAY |  |  | LTF LLSRK090ID or equal | LOW PEAK FUSES 600 VOLT | P | 100.2 | 120.24 | 83.52 | 83.52 | 90.2 | 106.21 | EA | FUL140 | BUSSMAN LPS-RK-90SP
FUL140 | 0 | 0 | LK | 90A 600V LOW PEAK FUESTRON | CLASS RK1 TIME DELAY |  |  | LTF LLSRK090ID or equal | LOW PEAK FUSES 600 VOLT | P | 100.2 | 120.24 | 83.52 | 83.52 | 90.2 | 106.21 | EA | FUL140 | LITTELFUSE LLSRK090ID
FUL140 | 0 | 0 | LK | 90A 600V LOW PEAK FUESTRON | CLASS RK1 TIME DELAY |  |  | LTF LLSRK090ID or equal | LOW PEAK FUSES 600 VOLT | P | 100.2 | 120.24 | 83.52 | 83.52 | 90.2 | 106.21 | EA | FUL140 | LITTELFUSE LLSRKF090
FUL140 | 0 | 0 | LK | 90A 600V LOW PEAK FUESTRON | CLASS RK1 TIME DELAY |  |  | LTF LLSRK090ID or equal | LOW PEAK FUSES 600 VOLT | P | 100.2 | 120.24 | 83.52 | 83.52 | 90.2 | 106.21 | EA | FUL140 | MERSEN FERRAZ SHAWMUT A6D90R
FUL142 | 0 | 0 | LK | 100A 600V LOW PEAK FUSETRON | CLASS RK1 TIME DELAY |  |  | LTF LLSRK100ID or equal | LOW PEAK FUSES 600 VOLT | P | 100.2 | 120.24 | 83.52 | 75.14 | 0 | 106.21 | EA | FUL142 | BUSS LPSRK100SP
FUL142 | 0 | 0 | LK | 100A 600V LOW PEAK FUSETRON | CLASS RK1 TIME DELAY |  |  | LTF LLSRK100ID or equal | LOW PEAK FUSES 600 VOLT | P | 100.2 | 120.24 | 83.52 | 75.14 | 0 | 106.21 | EA | FUL142 | BUSSMAN LPS-RK-100SP
FUL142 | 0 | 0 | LK | 100A 600V LOW PEAK FUSETRON | CLASS RK1 TIME DELAY |  |  | LTF LLSRK100ID or equal | LOW PEAK FUSES 600 VOLT | P | 100.2 | 120.24 | 83.52 | 75.14 | 0 | 106.21 | EA | FUL142 | HAC6101
FUL142 | 0 | 0 | LK | 100A 600V LOW PEAK FUSETRON | CLASS RK1 TIME DELAY |  |  | LTF LLSRK100ID or equal | LOW PEAK FUSES 600 VOLT | P | 100.2 | 120.24 | 83.52 | 75.14 | 0 | 106.21 | EA | FUL142 | LITTELFUSE LLSRK100
FUL142 | 0 | 0 | LK | 100A 600V LOW PEAK FUSETRON | CLASS RK1 TIME DELAY |  |  | LTF LLSRK100ID or equal | LOW PEAK FUSES 600 VOLT | P | 100.2 | 120.24 | 83.52 | 75.14 | 0 | 106.21 | EA | FUL142 | LITTELFUSE LLSRK100ID
FUL142 | 0 | 0 | LK | 100A 600V LOW PEAK FUSETRON | CLASS RK1 TIME DELAY |  |  | LTF LLSRK100ID or equal | LOW PEAK FUSES 600 VOLT | P | 100.2 | 120.24 | 83.52 | 75.14 | 0 | 106.21 | EA | FUL142 | MERSEN FERRAZ SHAWMUT A6D100
FUL144 | 0 | 0 | LK | 110A 600V LOW PEAK FUSETRON | CLASS RK1 TIME DELAY |  |  | LTF LLSRK110ID or equal | LOW PEAK FUSES 600 VOLT | P | 0 | 0 | 0 | 0 | 0 | 0 | EA | FUL144 | BUSS LPSRK110SP
FUL144 | 0 | 0 | LK | 110A 600V LOW PEAK FUSETRON | CLASS RK1 TIME DELAY |  |  | LTF LLSRK110ID or equal | LOW PEAK FUSES 600 VOLT | P | 0 | 0 | 0 | 0 | 0 | 0 | EA | FUL144 | BUSSMAN LPS-RK-110SP
FUL144 | 0 | 0 | LK | 110A 600V LOW PEAK FUSETRON | CLASS RK1 TIME DELAY |  |  | LTF LLSRK110ID or equal | LOW PEAK FUSES 600 VOLT | P | 0 | 0 | 0 | 0 | 0 | 0 | EA | FUL144 | LITTELFUSE LLSRK110
FUL144 | 0 | 0 | LK | 110A 600V LOW PEAK FUSETRON | CLASS RK1 TIME DELAY |  |  | LTF LLSRK110ID or equal | LOW PEAK FUSES 600 VOLT | P | 0 | 0 | 0 | 0 | 0 | 0 | EA | FUL144 | LITTELFUSE LLSRK110ID
FUL144 | 0 | 0 | LK | 110A 600V LOW PEAK FUSETRON | CLASS RK1 TIME DELAY |  |  | LTF LLSRK110ID or equal | LOW PEAK FUSES 600 VOLT | P | 0 | 0 | 0 | 0 | 0 | 0 | EA | FUL144 | MERSEN FERRAZ SHAWMUT A6D110
FUL146 | 0 | 0 | LK | 125A 600V LOW PEAK FUSETRON | CLASS RK1 TIME DELAY |  |  | LTF LLSRK125ID or equal | LOW PEAK FUSES 600 VOLT | P | 200.48 | 240.58 | 167.07 | 0 | 0 | 212.51 | EA | FUL146 | BUSS LPSRK125SP
FUL146 | 0 | 0 | LK | 125A 600V LOW PEAK FUSETRON | CLASS RK1 TIME DELAY |  |  | LTF LLSRK125ID or equal | LOW PEAK FUSES 600 VOLT | P | 200.48 | 240.58 | 167.07 | 0 | 0 | 212.51 | EA | FUL146 | BUSSMAN LPS-RK-125SP
FUL146 | 0 | 0 | LK | 125A 600V LOW PEAK FUSETRON | CLASS RK1 TIME DELAY |  |  | LTF LLSRK125ID or equal | LOW PEAK FUSES 600 VOLT | P | 200.48 | 240.58 | 167.07 | 0 | 0 | 212.51 | EA | FUL146 | HAC6126
FUL146 | 0 | 0 | LK | 125A 600V LOW PEAK FUSETRON | CLASS RK1 TIME DELAY |  |  | LTF LLSRK125ID or equal | LOW PEAK FUSES 600 VOLT | P | 200.48 | 240.58 | 167.07 | 0 | 0 | 212.51 | EA | FUL146 | LITTELFUSE LLSRK125
FUL146 | 0 | 0 | LK | 125A 600V LOW PEAK FUSETRON | CLASS RK1 TIME DELAY |  |  | LTF LLSRK125ID or equal | LOW PEAK FUSES 600 VOLT | P | 200.48 | 240.58 | 167.07 | 0 | 0 | 212.51 | EA | FUL146 | LITTELFUSE LLSRK125ID
FUL146 | 0 | 0 | LK | 125A 600V LOW PEAK FUSETRON | CLASS RK1 TIME DELAY |  |  | LTF LLSRK125ID or equal | LOW PEAK FUSES 600 VOLT | P | 200.48 | 240.58 | 167.07 | 0 | 0 | 212.51 | EA | FUL146 | MERSEN FERRAZ SHAWMUT A6D125
FUL148 | 0 | 0 | LK | 150A 600V LOW PEAK FUSETRON | CLASS RK1 TIME DELAY |  |  | LTF LLSRK150ID or equal | LOW PEAK FUSES 600 VOLT | P | 0 | 0 | 187.13 | 0 | 0 | 0 | EA | FUL148 | BUSS LPSRK150SP
FUL148 | 0 | 0 | LK | 150A 600V LOW PEAK FUSETRON | CLASS RK1 TIME DELAY |  |  | LTF LLSRK150ID or equal | LOW PEAK FUSES 600 VOLT | P | 0 | 0 | 187.13 | 0 | 0 | 0 | EA | FUL148 | BUSSMAN LPS-RK-150SP
FUL148 | 0 | 0 | LK | 150A 600V LOW PEAK FUSETRON | CLASS RK1 TIME DELAY |  |  | LTF LLSRK150ID or equal | LOW PEAK FUSES 600 VOLT | P | 0 | 0 | 187.13 | 0 | 0 | 0 | EA | FUL148 | HAC6151
FUL148 | 0 | 0 | LK | 150A 600V LOW PEAK FUSETRON | CLASS RK1 TIME DELAY |  |  | LTF LLSRK150ID or equal | LOW PEAK FUSES 600 VOLT | P | 0 | 0 | 187.13 | 0 | 0 | 0 | EA | FUL148 | LITTELFUSE LLSRK150
FUL148 | 0 | 0 | LK | 150A 600V LOW PEAK FUSETRON | CLASS RK1 TIME DELAY |  |  | LTF LLSRK150ID or equal | LOW PEAK FUSES 600 VOLT | P | 0 | 0 | 187.13 | 0 | 0 | 0 | EA | FUL148 | LITTELFUSE LLSRK150ID
FUL148 | 0 | 0 | LK | 150A 600V LOW PEAK FUSETRON | CLASS RK1 TIME DELAY |  |  | LTF LLSRK150ID or equal | LOW PEAK FUSES 600 VOLT | P | 0 | 0 | 187.13 | 0 | 0 | 0 | EA | FUL148 | MERSEN FERRAZ SHAWMUT A6D150
FUL150 | 0 | 0 | LK | 175A 600V LOW PEAK FUSETRON | CLASS RK1 TIME DELAY |  |  | LTF LLSRK175ID or equal | LOW PEAK FUSES 600 VOLT | P | 200.48 | 240.58 | 167.07 | 150.36 | 0 | 212.51 | EA | FUL150 | BUSS LPSRK175AD
FUL150 | 0 | 0 | LK | 175A 600V LOW PEAK FUSETRON | CLASS RK1 TIME DELAY |  |  | LTF LLSRK175ID or equal | LOW PEAK FUSES 600 VOLT | P | 200.48 | 240.58 | 167.07 | 150.36 | 0 | 212.51 | EA | FUL150 | BUSSMAN LPS-RK-15SP
FUL150 | 0 | 0 | LK | 175A 600V LOW PEAK FUSETRON | CLASS RK1 TIME DELAY |  |  | LTF LLSRK175ID or equal | LOW PEAK FUSES 600 VOLT | P | 200.48 | 240.58 | 167.07 | 150.36 | 0 | 212.51 | EA | FUL150 | FERRAZ A6D175R
FUL150 | 0 | 0 | LK | 175A 600V LOW PEAK FUSETRON | CLASS RK1 TIME DELAY |  |  | LTF LLSRK175ID or equal | LOW PEAK FUSES 600 VOLT | P | 200.48 | 240.58 | 167.07 | 150.36 | 0 | 212.51 | EA | FUL150 | LITTELFUSE LLSRK-175
FUL150 | 0 | 0 | LK | 175A 600V LOW PEAK FUSETRON | CLASS RK1 TIME DELAY |  |  | LTF LLSRK175ID or equal | LOW PEAK FUSES 600 VOLT | P | 200.48 | 240.58 | 167.07 | 150.36 | 0 | 212.51 | EA | FUL150 | LITTELFUSE LLSRK175ID
FUL150 | 0 | 0 | LK | 175A 600V LOW PEAK FUSETRON | CLASS RK1 TIME DELAY |  |  | LTF LLSRK175ID or equal | LOW PEAK FUSES 600 VOLT | P | 200.48 | 240.58 | 167.07 | 150.36 | 0 | 212.51 | EA | FUL150 | MERSEN A6D175R
FUL150 | 0 | 0 | LK | 175A 600V LOW PEAK FUSETRON | CLASS RK1 TIME DELAY |  |  | LTF LLSRK175ID or equal | LOW PEAK FUSES 600 VOLT | P | 200.48 | 240.58 | 167.07 | 150.36 | 0 | 212.51 | EA | FUL150 | SHAWMUT A6D175R
FUL152 | 0 | 0 | LK | 200A 600V LOW PEAK FUSETRON | CLASS RK1 TIME DELAY |  |  | LTF LLSRK200ID | LOW PEAK FUSES 600 VOLT | P | 231.52 | 277.82 | 192.93 | 0 | 0 | 245.41 | EA | FUL152 | BUSS LPS-RK-200SP
FUL152 | 0 | 0 | LK | 200A 600V LOW PEAK FUSETRON | CLASS RK1 TIME DELAY |  |  | LTF LLSRK200ID | LOW PEAK FUSES 600 VOLT | P | 231.52 | 277.82 | 192.93 | 0 | 0 | 245.41 | EA | FUL152 | HAC6201
FUL152 | 0 | 0 | LK | 200A 600V LOW PEAK FUSETRON | CLASS RK1 TIME DELAY |  |  | LTF LLSRK200ID | LOW PEAK FUSES 600 VOLT | P | 231.52 | 277.82 | 192.93 | 0 | 0 | 245.41 | EA | FUL152 | LITTELFUSE LPSRK200
FUL152 | 0 | 0 | LK | 200A 600V LOW PEAK FUSETRON | CLASS RK1 TIME DELAY |  |  | LTF LLSRK200ID | LOW PEAK FUSES 600 VOLT | P | 231.52 | 277.82 | 192.93 | 0 | 0 | 245.41 | EA | FUL152 | LITTELFUSE LPSRK200ID
FUL152 | 0 | 0 | LK | 200A 600V LOW PEAK FUSETRON | CLASS RK1 TIME DELAY |  |  | LTF LLSRK200ID | LOW PEAK FUSES 600 VOLT | P | 231.52 | 277.82 | 192.93 | 0 | 0 | 245.41 | EA | FUL152 | MERSEN FERRAZ SHAWMUT A6D200
FUL154 | 0 | 0 | LK | 225A 600V LOW PEAK FUSETRON | CLASS RK1 TIME DELAY |  |  | LTF FLRS225ID | LOW PEAK FUSES 600 VOLT | P | 384.13 | 460.96 | 334.03 | 334.03 | 360.75 | 407.18 | EA | FUL154 | BUSS LPSRK225SP
FUL154 | 0 | 0 | LK | 225A 600V LOW PEAK FUSETRON | CLASS RK1 TIME DELAY |  |  | LTF FLRS225ID | LOW PEAK FUSES 600 VOLT | P | 384.13 | 460.96 | 334.03 | 334.03 | 360.75 | 407.18 | EA | FUL154 | BUSSMAN LPS-RK-225SP
FUL154 | 0 | 0 | LK | 225A 600V LOW PEAK FUSETRON | CLASS RK1 TIME DELAY |  |  | LTF FLRS225ID | LOW PEAK FUSES 600 VOLT | P | 384.13 | 460.96 | 334.03 | 334.03 | 360.75 | 407.18 | EA | FUL154 | HAC6225
FUL154 | 0 | 0 | LK | 225A 600V LOW PEAK FUSETRON | CLASS RK1 TIME DELAY |  |  | LTF FLRS225ID | LOW PEAK FUSES 600 VOLT | P | 384.13 | 460.96 | 334.03 | 334.03 | 360.75 | 407.18 | EA | FUL154 | LITTELFUSE LLSRK225
FUL154 | 0 | 0 | LK | 225A 600V LOW PEAK FUSETRON | CLASS RK1 TIME DELAY |  |  | LTF FLRS225ID | LOW PEAK FUSES 600 VOLT | P | 384.13 | 460.96 | 334.03 | 334.03 | 360.75 | 407.18 | EA | FUL154 | LITTELFUSE LLSRK225ID
FUL154 | 0 | 0 | LK | 225A 600V LOW PEAK FUSETRON | CLASS RK1 TIME DELAY |  |  | LTF FLRS225ID | LOW PEAK FUSES 600 VOLT | P | 384.13 | 460.96 | 334.03 | 334.03 | 360.75 | 407.18 | EA | FUL154 | MERSEN FERRAZ SHAWMUT A6D225
FUL156 | 0 | 0 | LK | 250A 600V LOW PEAK FUSETRON | CLASS RK1 TIME DELAY |  |  | LTF LLSRK250ID or equal | LOW PEAK FUSES 600 VOLT | P | 384.13 | 460.96 | 334.03 | 334.03 | 360.75 | 407.18 | EA | FUL156 | BUSS LPSRK250SP
FUL156 | 0 | 0 | LK | 250A 600V LOW PEAK FUSETRON | CLASS RK1 TIME DELAY |  |  | LTF LLSRK250ID or equal | LOW PEAK FUSES 600 VOLT | P | 384.13 | 460.96 | 334.03 | 334.03 | 360.75 | 407.18 | EA | FUL156 | BUSSMAN LPS-RK-250SP
FUL156 | 0 | 0 | LK | 250A 600V LOW PEAK FUSETRON | CLASS RK1 TIME DELAY |  |  | LTF LLSRK250ID or equal | LOW PEAK FUSES 600 VOLT | P | 384.13 | 460.96 | 334.03 | 334.03 | 360.75 | 407.18 | EA | FUL156 | LITTELFUSE LLSRK250
FUL156 | 0 | 0 | LK | 250A 600V LOW PEAK FUSETRON | CLASS RK1 TIME DELAY |  |  | LTF LLSRK250ID or equal | LOW PEAK FUSES 600 VOLT | P | 384.13 | 460.96 | 334.03 | 334.03 | 360.75 | 407.18 | EA | FUL156 | LITTELFUSE LLSRK250ID
FUL156 | 0 | 0 | LK | 250A 600V LOW PEAK FUSETRON | CLASS RK1 TIME DELAY |  |  | LTF LLSRK250ID or equal | LOW PEAK FUSES 600 VOLT | P | 384.13 | 460.96 | 334.03 | 334.03 | 360.75 | 407.18 | EA | FUL156 | MERSEN FERRAZ SHAWMUT A6D250
FUL160 | 0 | 0 | LK | 400A 600V LOW PEAK FUSETRON | CLASS RK1 TIME DELAY |  |  | LTF LLSRK400ID or equal | LOW PEAK FUSES 600 VOLT | P | 384.13 | 460.96 | 334.03 | 334.03 | 360.75 | 407.18 | EA | FUL160 | BUSS LPSRK400SP
FUL160 | 0 | 0 | LK | 400A 600V LOW PEAK FUSETRON | CLASS RK1 TIME DELAY |  |  | LTF LLSRK400ID or equal | LOW PEAK FUSES 600 VOLT | P | 384.13 | 460.96 | 334.03 | 334.03 | 360.75 | 407.18 | EA | FUL160 | BUSSMAN LPS-RK-400SP
FUL160 | 0 | 0 | LK | 400A 600V LOW PEAK FUSETRON | CLASS RK1 TIME DELAY |  |  | LTF LLSRK400ID or equal | LOW PEAK FUSES 600 VOLT | P | 384.13 | 460.96 | 334.03 | 334.03 | 360.75 | 407.18 | EA | FUL160 | LITTELFUSE LLSRK400
FUL160 | 0 | 0 | LK | 400A 600V LOW PEAK FUSETRON | CLASS RK1 TIME DELAY |  |  | LTF LLSRK400ID or equal | LOW PEAK FUSES 600 VOLT | P | 384.13 | 460.96 | 334.03 | 334.03 | 360.75 | 407.18 | EA | FUL160 | LITTELFUSE LLSRK400ID
FUL160 | 0 | 0 | LK | 400A 600V LOW PEAK FUSETRON | CLASS RK1 TIME DELAY |  |  | LTF LLSRK400ID or equal | LOW PEAK FUSES 600 VOLT | P | 384.13 | 460.96 | 334.03 | 334.03 | 360.75 | 407.18 | EA | FUL160 | MERSEN FERRAZ SHAWMUT A6D400
FUL162 | 0 | 0 | LK | 450A 600V LOW PEAK FUSETRON | CLASS RK1 TIME DELAY |  |  | LTF LLSRK450ID or equal | LOW PEAK FUSES 600 VOLT | P | 645.93 | 775.12 | 561.68 | 561.68 | 606.61 | 684.69 | EA | FUL162 | BUSS LPSRK450SP
FUL162 | 0 | 0 | LK | 450A 600V LOW PEAK FUSETRON | CLASS RK1 TIME DELAY |  |  | LTF LLSRK450ID or equal | LOW PEAK FUSES 600 VOLT | P | 645.93 | 775.12 | 561.68 | 561.68 | 606.61 | 684.69 | EA | FUL162 | BUSSMAN LPS-RK-450SP
FUL162 | 0 | 0 | LK | 450A 600V LOW PEAK FUSETRON | CLASS RK1 TIME DELAY |  |  | LTF LLSRK450ID or equal | LOW PEAK FUSES 600 VOLT | P | 645.93 | 775.12 | 561.68 | 561.68 | 606.61 | 684.69 | EA | FUL162 | LITTELFUSE LLSRK450
FUL162 | 0 | 0 | LK | 450A 600V LOW PEAK FUSETRON | CLASS RK1 TIME DELAY |  |  | LTF LLSRK450ID or equal | LOW PEAK FUSES 600 VOLT | P | 645.93 | 775.12 | 561.68 | 561.68 | 606.61 | 684.69 | EA | FUL162 | LITTELFUSE LLSRK450ID
FUL162 | 0 | 0 | LK | 450A 600V LOW PEAK FUSETRON | CLASS RK1 TIME DELAY |  |  | LTF LLSRK450ID or equal | LOW PEAK FUSES 600 VOLT | P | 645.93 | 775.12 | 561.68 | 561.68 | 606.61 | 684.69 | EA | FUL162 | MERSEN FERRAZ SHAWMUT A6D450
FUL164 | 0 | 0 | LK | 500A 600V LOW PEAK FUSETRON | CLASS RK1 TIME DELAY |  |  | LTF LLSRK500ID or equal | LOW PEAK FUSES 600 VOLT | P | 645.93 | 775.12 | 561.68 | 561.68 | 606.61 | 684.69 | EA | FUL164 | BUSS LPSRK500SP
FUL164 | 0 | 0 | LK | 500A 600V LOW PEAK FUSETRON | CLASS RK1 TIME DELAY |  |  | LTF LLSRK500ID or equal | LOW PEAK FUSES 600 VOLT | P | 645.93 | 775.12 | 561.68 | 561.68 | 606.61 | 684.69 | EA | FUL164 | BUSSMAN LPS-RK-500SP
FUL164 | 0 | 0 | LK | 500A 600V LOW PEAK FUSETRON | CLASS RK1 TIME DELAY |  |  | LTF LLSRK500ID or equal | LOW PEAK FUSES 600 VOLT | P | 645.93 | 775.12 | 561.68 | 561.68 | 606.61 | 684.69 | EA | FUL164 | LITTELFUSE LLSRK500
FUL164 | 0 | 0 | LK | 500A 600V LOW PEAK FUSETRON | CLASS RK1 TIME DELAY |  |  | LTF LLSRK500ID or equal | LOW PEAK FUSES 600 VOLT | P | 645.93 | 775.12 | 561.68 | 561.68 | 606.61 | 684.69 | EA | FUL164 | LITTELFUSE LLSRK500ID
FUL164 | 0 | 0 | LK | 500A 600V LOW PEAK FUSETRON | CLASS RK1 TIME DELAY |  |  | LTF LLSRK500ID or equal | LOW PEAK FUSES 600 VOLT | P | 645.93 | 775.12 | 561.68 | 561.68 | 606.61 | 684.69 | EA | FUL164 | MERSEN FERRAZ SHAWMUT A6D500
FUL166 | 0 | 0 | LK | 600A 600V LOW PEAK FUSETRON | CLASS RK1 TRIME DELAY |  |  | LTF LLSRK600ID or equal | LOW PEAK FUSES 600 VOLT | P | 557.54 | 669.05 | 539.79 | 484.82 | 523.61 | 590.99 | EA | FUL166 | BUSS LPSRK600SP
FUL166 | 0 | 0 | LK | 600A 600V LOW PEAK FUSETRON | CLASS RK1 TRIME DELAY |  |  | LTF LLSRK600ID or equal | LOW PEAK FUSES 600 VOLT | P | 557.54 | 669.05 | 539.79 | 484.82 | 523.61 | 590.99 | EA | FUL166 | BUSSMAN LPS-RK-600SP
FUL166 | 0 | 0 | LK | 600A 600V LOW PEAK FUSETRON | CLASS RK1 TRIME DELAY |  |  | LTF LLSRK600ID or equal | LOW PEAK FUSES 600 VOLT | P | 557.54 | 669.05 | 539.79 | 484.82 | 523.61 | 590.99 | EA | FUL166 | HAC6601
FUL166 | 0 | 0 | LK | 600A 600V LOW PEAK FUSETRON | CLASS RK1 TRIME DELAY |  |  | LTF LLSRK600ID or equal | LOW PEAK FUSES 600 VOLT | P | 557.54 | 669.05 | 539.79 | 484.82 | 523.61 | 590.99 | EA | FUL166 | LITTELFUSE LLSRK600ID
FUL166 | 0 | 0 | LK | 600A 600V LOW PEAK FUSETRON | CLASS RK1 TRIME DELAY |  |  | LTF LLSRK600ID or equal | LOW PEAK FUSES 600 VOLT | P | 557.54 | 669.05 | 539.79 | 484.82 | 523.61 | 590.99 | EA | FUL166 | LITTELFUSELLSRK600
FUL166 | 0 | 0 | LK | 600A 600V LOW PEAK FUSETRON | CLASS RK1 TRIME DELAY |  |  | LTF LLSRK600ID or equal | LOW PEAK FUSES 600 VOLT | P | 557.54 | 669.05 | 539.79 | 484.82 | 523.61 | 590.99 | EA | FUL166 | MERSEN FERRAZ SHAWMUT A6D600
FUL168 | 0 | 0 | LK | 700A 600V LOW PEAK FUSETRON | CLASS L TIME DELAY |  |  | LITTELFUSE KLPC700 or equal | LOW PEAK FUSES 600 VOLT | P | 0 | 0 | 0 | 0 | 0 | 0 | EA | FUL168 | BUSS KRPC700SP
FUL168 | 0 | 0 | LK | 700A 600V LOW PEAK FUSETRON | CLASS L TIME DELAY |  |  | LITTELFUSE KLPC700 or equal | LOW PEAK FUSES 600 VOLT | P | 0 | 0 | 0 | 0 | 0 | 0 | EA | FUL168 | BUSSMAN KRP-C-700SP
FUL168 | 0 | 0 | LK | 700A 600V LOW PEAK FUSETRON | CLASS L TIME DELAY |  |  | LITTELFUSE KLPC700 or equal | LOW PEAK FUSES 600 VOLT | P | 0 | 0 | 0 | 0 | 0 | 0 | EA | FUL168 | LITTELFUSE KLPC700
FUL168 | 0 | 0 | LK | 700A 600V LOW PEAK FUSETRON | CLASS L TIME DELAY |  |  | LITTELFUSE KLPC700 or equal | LOW PEAK FUSES 600 VOLT | P | 0 | 0 | 0 | 0 | 0 | 0 | EA | FUL168 | MERSEN FERRAZ SHAWMUT A4BQ70
FUL170 | 0 | 0 | LK | 800A 600V LOW PEAK FUSETRON | CLASS L TIME DELAY |  |  | LTF KLPC800 or equal | LOW PEAK FUSES 600 VOLT | P | 1616 | 1940.28 | 1616.9 | 1455.21 | 0 | 0 | EA | FUL170 | BUSS KRPC800SP
FUL170 | 0 | 0 | LK | 800A 600V LOW PEAK FUSETRON | CLASS L TIME DELAY |  |  | LTF KLPC800 or equal | LOW PEAK FUSES 600 VOLT | P | 1616 | 1940.28 | 1616.9 | 1455.21 | 0 | 0 | EA | FUL170 | BUSSMAN KRP-C-800SP
FUL170 | 0 | 0 | LK | 800A 600V LOW PEAK FUSETRON | CLASS L TIME DELAY |  |  | LTF KLPC800 or equal | LOW PEAK FUSES 600 VOLT | P | 1616 | 1940.28 | 1616.9 | 1455.21 | 0 | 0 | EA | FUL170 | LITTELFUSE KLPC800
FUL170 | 0 | 0 | LK | 800A 600V LOW PEAK FUSETRON | CLASS L TIME DELAY |  |  | LTF KLPC800 or equal | LOW PEAK FUSES 600 VOLT | P | 1616 | 1940.28 | 1616.9 | 1455.21 | 0 | 0 | EA | FUL170 | MERSEN FERRAZ SHAWMUT A4BQ80
FUL172 | 0 | 0 | LK | 1200A 600V LOW PEAK FUSETRON | CLASS L TIME DELAY |  |  | LTF KLPC1200 or equal | LOW PEAK FUSES 600 VOLT | P | 0 | 0 | 0 | 0 | 0 | 0 | EA | FUL172 | BUSS KRPC1200SP
FUL172 | 0 | 0 | LK | 1200A 600V LOW PEAK FUSETRON | CLASS L TIME DELAY |  |  | LTF KLPC1200 or equal | LOW PEAK FUSES 600 VOLT | P | 0 | 0 | 0 | 0 | 0 | 0 | EA | FUL172 | BUSSMAN KRP-C-1200SP
FUL172 | 0 | 0 | LK | 1200A 600V LOW PEAK FUSETRON | CLASS L TIME DELAY |  |  | LTF KLPC1200 or equal | LOW PEAK FUSES 600 VOLT | P | 0 | 0 | 0 | 0 | 0 | 0 | EA | FUL172 | LITTELFUSE KLPC1200
FUL172 | 0 | 0 | LK | 1200A 600V LOW PEAK FUSETRON | CLASS L TIME DELAY |  |  | LTF KLPC1200 or equal | LOW PEAK FUSES 600 VOLT | P | 0 | 0 | 0 | 0 | 0 | 0 | EA | FUL172 | MERSEN FERRAZ SHAWMUT A4BQ12
FUR734 | 0 | 0 | LK | 700 AMP FUSETRON, 600V |  |  |  |  | FUSETRONS, 600 VOLT | P | 0 | 0 | 0 | 0 | 0 | 0 | EA | ? | ?
GRI522 | 0 | 0 | LK | GUY WIRE SPLICE 3/8 |  |  |  | MPS 5002 | GUY GRIPS | P | 0 | 0 | 32.4 | 0 | 0 | 0 | EA | GRI522 | RAB0130
HEA180 | 0 | 11.8 | LK | AB OVERLOAD HEATER W |  |  |  |  | OVERLOAD HEATERS | P | 25.68 | 30.81 | 25.68 | 25.68 | 32.67 | 32.67 | EA | ? | ?
HOKS100 | 0 | 0.67 | LK | 2" HOSE CLAMPS |  |  |  |  | HOSE CLAMPS | P | 0 | 0 | 0 | 0 | 2.1 | 2.1 | EA | ? | ?
HOKS110 | 0 | 1.21 | LK | 4" HOSE CLAMPS |  |  |  |  | HOSE CLAMPS | P | 0 | 0 | 0 | 0 | 2.18 | 0 | EA | ? | ?
HOKS120 | 0 | 3.5937 | LK | 10" HOSE CLAMPS |  |  |  |  | HOSE CLAMPS | P | 0 | 0 | 0 | 0 | 15.15 | 0 | EA | ? | ?
HOKS130 | 0 | 0 | LK | 15" HOSE CLAMPS |  |  |  |  | HOSE CLAMPS | P | 0 | 0 | 0 | 0 | 0 | 0 | EA | ? | ?
HOKS140 | 0 | 2.32 | LK | 22" HOSE CLAMPS |  |  |  |  | HOSE CLAMPS | P | 4.32 | 5.18 | 4.32 | 4.32 | 4.67 | 4.58 | EA | ? | ?
HOKS160 | 0 | 2.89 | LK | 40" HOSE CLAMPS |  |  |  |  | HOSE CLAMPS | P | 6.14 | 7.37 | 6.14 | 6.14 | 6.63 | 6.51 | EA | ? | ?
HOS100 | 0 | 0 | LK | 2" HOSE CLAMPS |  |  |  |  | HOSE CLAMPS | P | 0 | 0 | 0 | 0 | 0 | 0 | EA | ? | ?
HOS110 | 0 | 0 | LK | 4" HOSE CLAMPS |  |  |  |  | HOSE CLAMPS | P | 0 | 0 | 0 | 0 | 0 | 0 | EA | ? | ?
HUB215 | 0 | 0 | LK | 3 1/2" CONDUIT HUB WITH GROUN |  |  |  |  | HUBS, CONDUIT WITH GROUNDING | P | 130.74 | 156.89 | 104.59 | 94.13 | 130.74 | 130.74 | EA | ? | ?
HUB239 | 0 | 0 | LK | 3 1/2" CONDUIT HUB (MEYERS) |  |  |  |  | HUBS, CONDUIT (MEYERS) | P | 98.89 | 118.67 | 79.11 | 71.2 | 98.89 | 98.89 | EA | ? | ?
HUS282 | 0 | 0 | LK | 1" LOAD CTR HUB HR100 SIEMENS |  |  |  |  | HUBS, LOAD CTR SIEMENS | P | 0 | 0 | 0 | 0 | 0 | 0 | EA | ? | ?
HUS284 | 0 | 0 | LK | 1 1/4" LOAD CTR HUB | HR125 SIEMENS |  |  |  | HUBS, LOAD CTR SIEMENS | P | 0 | 0 | 0 | 0 | 0 | 0 | EA | ? | ?
HUS286 | 0 | 0 | LK | 1 1/2" LOAD CTR HUB | HR150 SIEMENS |  |  |  | HUBS, LOAD CTR SIEMENS | P | 0 | 0 | 0 | 0 | 0 | 0 | EA | ? | ?
HUS290 | 0 | 0 | LK | 3" LOAD CTR HUB HR300 SIEMENS |  |  |  |  | HUBS, LOAD CTR SIEMENS | P | 0 | 0 | 0 | 0 | 0 | 0 | EA | ? | ?
INS350 | 0 | 0 | LK | WRAP ON INSULATION | 1/2 " X 3" X 35' |  |  |  | INSULATION | P | 7.95 | 9.54 | 7.95 | 7.95 | 0 | 8.43 | EA | INS350 | IN350
INS352 | 0 | 0 | LK | WRAP ON INSULATION 1/2" | X 6"" X 35' |  |  |  | INSULATION | P | 15.66 | 18.79 | 15.66 | 15.66 | 0 | 16.6 | EA | INS352 | IN352
INS360 | 0 | 0 | LK | 5/8 X 36" FIBERGLASS | STRAIN INSULATOR |  |  |  | GUY STRAIN INSULATORS | P | 33.35 | 40.02 | 29 | 26.1 | 0 | 35.35 | EA | INS360 | IN360
INS362 | 0 | 0 | LK | 5/8 X 120" FIBERGLASS | STRAIN INSULATOR |  |  |  | GUY STRAIN INSULATORS | P | 57.45 | 68.94 | 49.96 | 44.96 | 0 | 60.9 | EA | INS362 | IN362
INS364 | 0 | 0 | LK | 5/8 X 144" FIBERGLASS | STRAIN INSULATOR |  |  |  | GUY STRAIN INSULATORS | P | 63.84 | 76.61 | 55.51 | 49.96 | 0 | 67.67 | EA | INS364 | IN364
INS370 | 0 | 0 | LK | SMALL PIN-TYPE INSULATOR 55-3 |  |  |  | IN370 | PIN TYPE INSULATORS | P | 8.11 | 9.73 | 7.05 | 5.29 | 0 | 8.6 | EA | INS370 | IN370
INS374 | 0 | 0 | LK | LARGE PIN-TYPE INSULATOR 55-5 |  |  |  | IN374 | PIN TYPE INSULATORS | P | 18.75 | 22.5 | 16.3 | 12.23 | 0 | 19.88 | EA | INS374 | IN374
INS380 | 0 | 0 | LK | 15 KV POLYMER DEADEND | INSULATOR |  |  | OHB 401015-0215 | DEADEND INSULATORS | P | 27.26 | 32.71 | 27.26 | 24.53 | 0 | 28.9 | EA | INS380 | IN380
INS380 | 0 | 0 | LK | 15 KV POLYMER DEADEND | INSULATOR |  |  | OHB 401015-0215 | DEADEND INSULATORS | P | 27.26 | 32.71 | 27.26 | 24.53 | 0 | 28.9 | EA | INS380 | RAB0175
INS384 | 0 | 0 | LK | 28 KV POLYMER DEADEND | INSULATOR DS-28M |  |  | IN384 | DEADEND INSULATORS | P | 35.92 | 43.1 | 35.92 | 32.33 | 0 | 38.08 | EA | INS384 | IN384
INS390 | 0 | 0 | LK | 4 1/4" DISC PORCELAIN | INSULATOR |  |  |  | DEADEND INSULATORS | P | 15.99 | 19.18 | 13.9 | 10.42 | 0 | 16.95 | EA | INS390 | IN390
INS402 | 0 | 0 | LK | 4" SPOOL INSULATOR |  |  |  | IN402 | SPOOL INSULATOR | P | 6.07 | 7.29 | 5.28 | 3.96 | 0 | 6.43 | EA | INS402 | IN402
INS450 | 0 | 0 | LK | ELECTRICAL INTERLOCK | 1 N-O; 1 N-C |  |  |  | ELECTRIC INTERLOCK | P | 185.54 | 222.65 | 185.54 | 185.54 | 0 | 196.67 | EA | ? | ?
LAM221 | 0 | 10.8567 | LK | F96T12 96"" FLUORESCENT LAMP |  |  |  |  | LAMPS | P | 54.94 | 65.92 | 54.94 | 54.94 | 58.24 | 58.24 | EA | ? | ?
LAM231 | 0 | 0 | LK | 1500 WATT QUARTZ LAMP |  |  |  |  | LAMPS | P | 0 | 0 | 0 | 0 | 0 | 0 | EA | ? | ?
LAM560 | 0 | 9.1 | LK | H.O. FLUORESCENT LAMPHOLDER |  |  |  |  | LAMPHOLDER | P | 0 | 0 | 0 | 0 | 14.74 | 0 | EA | ? | ?
LIB340 | 0 | 0 | LK | BULL3 3 LIGHT BULLHORN |  |  |  |  | BULLHORNS, BASES FOR LIGHTS | P | 232.5 | 279 | 202 | 202 | 218.16 | 246.45 | EA | ? | ?
LIB360 | 0 | 0 | LK | BULL4 4 LIGHT BULLHORN |  |  |  |  | BULLHORNS, BASES FOR LIGHTS | P | 684.25 | 821.1 | 595 | 595 | 642.6 | 725.31 | EA | ? | ?
LIB380 | 0 | 42.63 | LK | BASE FOR STCKABLE STROBE LIGHT |  |  |  |  | BULLHORNS, BASES FOR LIGHTS | P | 63.95 | 76.73 | 63.95 | 63.95 | 69.07 | 67.79 | EA | ? | ?
LOK300 | 0 | 0 | LK | 1/2" CONDUIT SEALING LOCKNUTS |  |  |  |  | MF LOCKNUTS | P | 4.97 | 5.96 | 4.97 | 4.47 | 4.97 | 5.43 | EA | ? | ?
LOK306 | 0 | 0 | LK | 3/4' CONDUIT SEALING LOCKNUTS |  |  |  |  | MF LOCKNUTS | P | 2.61 | 3.14 | 2.61 | 2.35 | 2.61 | 2.86 | EA | ? | ?
LOK312 | 0 | 0 | LK | 1" CONDUIT SEALING LOCKNUTS |  |  |  |  | MF LOCKNUTS | P | 7.19 | 8.62 | 7.19 | 6.47 | 7.19 | 8.26 | EA | ? | ?
LOK318 | 0 | 0 | LK | 1 1/4" CONDUIT SEALING LOCKNUT |  |  |  |  | MF LOCKNUTS | P | 0 | 0 | 0 | 0 | 0 | 0 | EA | ? | ?
LOK324 | 0 | 0 | LK | 1 1/2" CONDUIT SEALING LOCKNUT |  |  |  |  | MF LOCKNUTS | P | 0 | 0 | 0 | 0 | 0 | 0 | EA | ? | ?
LOK330 | 0 | 0 | LK | 2" CONDUIT SEALING LOCKNUTS |  |  |  |  | MF LOCKNUTS | P | 14.53 | 17.44 | 11.62 | 9.88 | 0 | 15.4 | EA | LOK330 | APPLETON BLSG-200
LOK330 | 0 | 0 | LK | 2" CONDUIT SEALING LOCKNUTS |  |  |  |  | MF LOCKNUTS | P | 14.53 | 17.44 | 11.62 | 9.88 | 0 | 15.4 | EA | LOK330 | ARLINGTON SL200
LOK330 | 0 | 0 | LK | 2" CONDUIT SEALING LOCKNUTS |  |  |  |  | MF LOCKNUTS | P | 14.53 | 17.44 | 11.62 | 9.88 | 0 | 15.4 | EA | LOK330 | BRIDGEPORT 146
LOK330 | 0 | 0 | LK | 2" CONDUIT SEALING LOCKNUTS |  |  |  |  | MF LOCKNUTS | P | 14.53 | 17.44 | 11.62 | 9.88 | 0 | 15.4 | EA | LOK330 | CCHC SL6
LOK330 | 0 | 0 | LK | 2" CONDUIT SEALING LOCKNUTS |  |  |  |  | MF LOCKNUTS | P | 14.53 | 17.44 | 11.62 | 9.88 | 0 | 15.4 | EA | LOK330 | DOTTIE LNS200
LOK330 | 0 | 0 | LK | 2" CONDUIT SEALING LOCKNUTS |  |  |  |  | MF LOCKNUTS | P | 14.53 | 17.44 | 11.62 | 9.88 | 0 | 15.4 | EA | LOK330 | OZ GEDNEY SLG200S
LOK330 | 0 | 0 | LK | 2" CONDUIT SEALING LOCKNUTS |  |  |  |  | MF LOCKNUTS | P | 14.53 | 17.44 | 11.62 | 9.88 | 0 | 15.4 | EA | LOK330 | RACO 1208
LOK330 | 0 | 0 | LK | 2" CONDUIT SEALING LOCKNUTS |  |  |  |  | MF LOCKNUTS | P | 14.53 | 17.44 | 11.62 | 9.88 | 0 | 15.4 | EA | LOK330 | STEEL CITY LS106
LOK330 | 0 | 0 | LK | 2" CONDUIT SEALING LOCKNUTS |  |  |  |  | MF LOCKNUTS | P | 14.53 | 17.44 | 11.62 | 9.88 | 0 | 15.4 | EA | LOK330 | T&B 146SL
LOK336 | 0 | 1.915 | LK | 2 1/2" CONDUIT SEALING LOCKNUT |  |  |  |  | MF LOCKNUTS | P | 0 | 0 | 0 | 0 | 3.6 | 3.6 | EA | ? | ?
LOK340 | 0 | 2.05 | LK | 3" CONDUIT SEALING LOCKNUTS |  |  |  |  | MF LOCKNUTS | P | 0 | 0 | 0 | 0 | 3.86 | 3.86 | EA | ? | ?
LUG112 | 0 | 14.296 | LK | #4/0 COMPRESSION LUG 1 HOLE |  |  |  |  | COMPRESSION LUGS ( 1 HOLE) | P | 7.91 | 9.5 | 7.91 | 7.91 | 25.65 | 25.65 | EA | ? | ?
LUG114 | 0 | 1.81 | LK | 250MCM COMPRESSION LUG 1 HOLE |  |  |  |  | COMPRESSION LUGS ( 1 HOLE) | P | 15.5 | 18.6 | 13.48 | 11.46 | 3.51 | 16.43 | EA | LUG114 | BURNDY YA29-L2 (1/4" STUD)
LUG114 | 0 | 1.81 | LK | 250MCM COMPRESSION LUG 1 HOLE |  |  |  |  | COMPRESSION LUGS ( 1 HOLE) | P | 15.5 | 18.6 | 13.48 | 11.46 | 3.51 | 16.43 | EA | LUG114 | BURNDY YA29-L4 (3/8" STUD)
LUG114 | 0 | 1.81 | LK | 250MCM COMPRESSION LUG 1 HOLE |  |  |  |  | COMPRESSION LUGS ( 1 HOLE) | P | 15.5 | 18.6 | 13.48 | 11.46 | 3.51 | 16.43 | EA | LUG114 | BURNDY YA29L7 (5/16" STUD)
LUG114 | 0 | 1.81 | LK | 250MCM COMPRESSION LUG 1 HOLE |  |  |  |  | COMPRESSION LUGS ( 1 HOLE) | P | 15.5 | 18.6 | 13.48 | 11.46 | 3.51 | 16.43 | EA | LUG114 | BURNDY YA29LBOX (1/2" STUD)
LUG114 | 0 | 1.81 | LK | 250MCM COMPRESSION LUG 1 HOLE |  |  |  |  | COMPRESSION LUGS ( 1 HOLE) | P | 15.5 | 18.6 | 13.48 | 11.46 | 3.51 | 16.43 | EA | LUG114 | LU308
LUG116 | 0 | 0 | LK | 300MCM COMPRESSION LUG 1 HOLE |  |  |  |  | COMPRESSION LUGS ( 1 HOLE) | P | 71.02 | 85.22 | 71.02 | 63.92 | 71.02 | 78.12 | EA | ? | ?
LUG118 | 0 | 3.963 | LK | 350MCM COMPRESSION LUG 1 HOLE |  |  |  | BUR YA31L* (SPEC STUD) | COMPRESSION LUGS ( 1 HOLE) | P | 13.17 | 15.8 | 11.45 | 8.59 | 9.28 | 34.64 | EA | LUG118 | BURNDY YA31L* (SPEC STUD)
LUG118 | 0 | 3.963 | LK | 350MCM COMPRESSION LUG 1 HOLE |  |  |  | BUR YA31L* (SPEC STUD) | COMPRESSION LUGS ( 1 HOLE) | P | 13.17 | 15.8 | 11.45 | 8.59 | 9.28 | 34.64 | EA | LUG118 | ILSCO CSWS350* (SPEC STUD)
LUG118 | 0 | 3.963 | LK | 350MCM COMPRESSION LUG 1 HOLE |  |  |  | BUR YA31L* (SPEC STUD) | COMPRESSION LUGS ( 1 HOLE) | P | 13.17 | 15.8 | 11.45 | 8.59 | 9.28 | 34.64 | EA | LUG118 | NSI GL350* (SPEC STUD)
LUG118 | 0 | 3.963 | LK | 350MCM COMPRESSION LUG 1 HOLE |  |  |  | BUR YA31L* (SPEC STUD) | COMPRESSION LUGS ( 1 HOLE) | P | 13.17 | 15.8 | 11.45 | 8.59 | 9.28 | 34.64 | EA | LUG118 | PENN UNION BLU035* (SPEC STU
LUG120 | 0 | 0 | LK | 400MCM COMPRESSION LUG 1 HOLE |  |  |  |  | COMPRESSION LUGS ( 1 HOLE) | P | 0 | 0 | 0 | 0 | 0 | 0 | EA | ? | ?
LUG122 | 0 | 0 | LK | 450MCM COMPRESSION LUG 1 HOLE |  |  |  |  | COMPRESSION LUGS ( 1 HOLE) | P | 0 | 0 | 0 | 0 | 0 | 0 | EA | ? | ?
LUG124 | 0 | 0 | LK | 500MCM COMPRESSION LUG 1 HOLE |  |  |  |  | COMPRESSION LUGS ( 1 HOLE) | P | 19.8 | 23.76 | 19.8 | 17.82 | 19.8 | 21.77 | EA | ? | ?
LUG126 | 0 | 0 | LK | 600 MCM COMPRESSION LUG 1 HOL |  |  |  |  | COMPRESSION LUGS ( 1 HOLE) | P | 0 | 0 | 0 | 0 | 0 | 0 | EA | ? | ?
LUG209 | 0 | 0 | LK | 300MCM COMPRESSION LUG 2 HOLE |  |  |  |  | COMPRESSION LUGS ( 2 HOLE) | P | 0 | 0 | 0 | 0 | 0 | 0 | EA | ? | ?
LUG212 | 0 | 0 | LK | 450 MCM COMPRESSION LUG 2 HOLE |  |  |  |  | COMPRESSION LUGS ( 2 HOLE) | P | 0 | 0 | 0 | 0 | 0 | 0 | EA | ? | ?
LUG216 | 0 | 0 | LK | 600 MCM COMPRESSION LUG 2 HOLE |  |  |  |  | COMPRESSION LUGS ( 2 HOLE) | P | 0 | 0 | 0 | 0 | 0 | 0 | EA | ? | ?
LUG305 | 0 | 359.5714 | LK | 1/0-250MCM CU MECHANICAL LUG | (SOLDERLESS) |  |  | THM L250 (L250 lug) | MECHANICAL LUGS | P | 2333.5 | 2800 | 2029 | 1623 | 2791.8 | 2791.8 | C | LUG305 | BURNDY KA28
LUG305 | 0 | 359.5714 | LK | 1/0-250MCM CU MECHANICAL LUG | (SOLDERLESS) |  |  | THM L250 (L250 lug) | MECHANICAL LUGS | P | 2333.5 | 2800 | 2029 | 1623 | 2791.8 | 2791.8 | C | LUG305 | FAB0102
LUG305 | 0 | 359.5714 | LK | 1/0-250MCM CU MECHANICAL LUG | (SOLDERLESS) |  |  | THM L250 (L250 lug) | MECHANICAL LUGS | P | 2333.5 | 2800 | 2029 | 1623 | 2791.8 | 2791.8 | C | LUG305 | LU354
LUG305 | 0 | 359.5714 | LK | 1/0-250MCM CU MECHANICAL LUG | (SOLDERLESS) |  |  | THM L250 (L250 lug) | MECHANICAL LUGS | P | 2333.5 | 2800 | 2029 | 1623 | 2791.8 | 2791.8 | C | LUG305 | NSI TL250
LUG402 | 0 | 0 | LK | #2 ALUM 1 HOLE COMPR LUG |  |  |  |  | COMPR LUGS ALUMINUM 1 HOLE HYLUG | P | 5.35 | 6.42 | 5.35 | 4.82 | 5.35 | 5.35 | EA | ? | ?
LUG404 | 0 | 0 | LK | #1/0 ALUM 1 HOLE COMPR LUG |  |  |  |  | COMPR LUGS ALUMINUM 1 HOLE HYLUG | P | 0 | 0 | 0 | 0 | 0 | 0 | EA | ? | ?
LUG406 | 0 | 0 | LK | #2/0 ALUM 1 HOLE COMPR LUG |  |  |  |  | COMPR LUGS ALUMINUM 1 HOLE HYLUG | P | 2.13 | 2.56 | 2.13 | 1.92 | 2.13 | 2.26 | EA | ? | ?
LUG408 | 0 | 9.862 | LK | #3/0 ALUM 1 HOLE COMPR LUG |  |  |  |  | COMPR LUGS ALUMINUM 1 HOLE HYLUG | P | 0 | 0 | 0 | 0 | 16.54 | 16.54 | EA | ? | ?
LUG410 | 0 | 0 | LK | #4/0 ALUM 1 HOLE COMPR LUG |  |  |  |  | COMPR LUGS ALUMINUM 1 HOLE HYLUG | P | 0 | 0 | 0 | 0 | 0 | 0 | EA | ? | ?
LUG412 | 0 | 0 | LK | 250 MCM ALUM 1 HOLE COMPR LUG |  |  |  |  | COMPR LUGS ALUMINUM 1 HOLE HYLUG | P | 0 | 0 | 0 | 0 | 0 | 0 | EA | ? | ?
LUG414 | 0 | 0 | LK | 300 MCM ALUM 1 HOLE COMPR LUG |  |  |  |  | COMPR LUGS ALUMINUM 1 HOLE HYLUG | P | 0 | 0 | 0 | 0 | 0 | 0 | EA | ? | ?
LUG418 | 0 | 0 | LK | 400 MCM ALUM 1 HOLE COMPR LUG |  |  |  |  | COMPR LUGS ALUMINUM 1 HOLE HYLUG | P | 0 | 0 | 0 | 0 | 0 | 0 | EA | ? | ?
LUG420 | 0 | 0 | LK | 450 MCM ALUM 1 HOLE COMPR LUG |  |  |  |  | COMPR LUGS ALUMINUM 1 HOLE HYLUG | P | 0 | 0 | 0 | 0 | 0 | 0 | EA | ? | ?
LUG422 | 0 | 0 | LK | 500 MCM ALUM 1 HOLE COMPR LUG |  |  |  |  | COMPR LUGS ALUMINUM 1 HOLE HYLUG | P | 0 | 0 | 0 | 0 | 0 | 0 | EA | ? | ?
LUG424 | 0 | 0 | LK | 600 MCM ALUM 1 HOLE COMPR LUG |  |  |  |  | COMPR LUGS ALUMINUM 1 HOLE HYLUG | P | 0 | 0 | 0 | 0 | 0 | 0 | EA | ? | ?
LUG426 | 0 | 0 | LK | 750 MCM ALUM 1 HOLE COMPR LUG |  |  |  |  | COMPR LUGS ALUMINUM 1 HOLE HYLUG | P | 0 | 0 | 0 | 0 | 0 | 0 | EA | ? | ?
LUG430 | 0 | 0 | LK | #4 ALUM 2 HOLE COMPR LUG |  |  |  |  | COMPR LUGS ALUMINUM 2 HOLE HYLUG | P | 0 | 0 | 0 | 0 | 0 | 0 | EA | ? | ?
LUG432 | 0 | 0 | LK | #2 ALUM 2 HOLE COMPR LUG |  |  |  |  | COMPR LUGS ALUMINUM 2 HOLE HYLUG | P | 0 | 0 | 0 | 0 | 0 | 0 | EA | ? | ?
LUG434 | 0 | 0 | LK | #1/0 ALUM 2 HOLE COMPR LUG |  |  |  |  | COMPR LUGS ALUMINUM 2 HOLE HYLUG | P | 0 | 0 | 0 | 0 | 0 | 0 | EA | ? | ?
LUG436 | 0 | 0 | LK | #2/0 ALUM 2 HOLE COMPR LUG |  |  |  |  | COMPR LUGS ALUMINUM 2 HOLE HYLUG | P | 0 | 0 | 0 | 0 | 0 | 0 | EA | ? | ?
LUG438 | 0 | 0 | LK | #3/0 ALUM 2 HOLE COMPR LUG |  |  |  |  | COMPR LUGS ALUMINUM 2 HOLE HYLUG | P | 16.2 | 19.44 | 16.2 | 14.58 | 16.2 | 18.63 | EA | ? | ?
LUG442 | 0 | 0 | LK | 250 MCM ALUM 2 HOLE COMPR LUG |  |  |  |  | COMPR LUGS ALUMINUM 2 HOLE HYLUG | P | 0 | 0 | 0 | 0 | 0 | 0 | EA | ? | ?
LUG444 | 0 | 0 | LK | 300 MCM ALUM 2 HOLE COMPR LUG |  |  |  |  | COMPR LUGS ALUMINUM 2 HOLE HYLUG | P | 0 | 0 | 0 | 0 | 0 | 0 | EA | ? | ?
LUG446 | 0 | 0 | LK | 350 MCM ALUM 2 HOLE COMPR LUG |  |  |  |  | COMPR LUGS ALUMINUM 2 HOLE HYLUG | P | 25.2 | 30.24 | 25.2 | 22.68 | 25.2 | 27.07 | EA | ? | ?
LUG448 | 0 | 0 | LK | 400 MCM ALUM 2 HOLE COMPR LUG |  |  |  |  | COMPR LUGS ALUMINUM 2 HOLE HYLUG | P | 0 | 0 | 0 | 0 | 0 | 0 | EA | ? | ?
LUG450 | 0 | 0 | LK | 450 MCM ALUM 2 HOLE COMPR LUG |  |  |  |  | COMPR LUGS ALUMINUM 2 HOLE HYLUG | P | 0 | 0 | 0 | 0 | 0 | 0 | EA | ? | ?
LUG452 | 0 | 0 | LK | 500 MCM ALUM 2 HOLE COMPR LUG |  |  |  |  | COMPR LUGS ALUMINUM 2 HOLE HYLUG | P | 0 | 0 | 0 | 0 | 0 | 0 | EA | ? | ?
LUG454 | 0 | 0 | LK | 600 MCM ALUM 2 HOLE COMPR LUG |  |  |  |  | COMPR LUGS ALUMINUM 2 HOLE HYLUG | P | 0 | 0 | 0 | 0 | 0 | 0 | EA | ? | ?
LUG456 | 0 | 0 | LK | 750 MCM ALUM 2 HOLE COMPR LUG |  |  |  |  | COMPR LUGS ALUMINUM 2 HOLE HYLUG | P | 0 | 0 | 0 | 0 | 0 | 0 | EA | ? | ?
LUG462 | 0 | 0 | LK | #4 DLO COMPRESSION LUG | (FLEX CABLE) |  |  |  | COMPRESSION LUGS FOR FLEX CABLES (DLO) | P | 0 | 0 | 0 | 0 | 0 | 0 | EA | ? | ?
LUG464 | 0 | 0 | LK | #2 DLO COMPRESSION LUG | (FLEX CABLE) |  |  |  | COMPRESSION LUGS FOR FLEX CABLES (DLO) | P | 0 | 0 | 0 | 0 | 0 | 0 | EA | ? | ?
LUG466 | 0 | 0 | LK | #1/0 DLO COMPRESSION LUG | (FLEX CABLE) |  |  |  | COMPRESSION LUGS FOR FLEX CABLES (DLO) | P | 0 | 0 | 0 | 0 | 0 | 0 | EA | ? | ?
LUG468 | 0 | 0 | LK | #2/0 DLO COMPRESSION LUG | (FLEX CABLE) |  |  |  | COMPRESSION LUGS FOR FLEX CABLES (DLO) | P | 0 | 0 | 0 | 0 | 0 | 0 | EA | ? | ?
LUG470 | 0 | 0 | LK | #3/0 DLO COMPRESSION LUG | (FLEX CABLE) |  |  |  | COMPRESSION LUGS FOR FLEX CABLES (DLO) | P | 0 | 0 | 0 | 0 | 0 | 0 | EA | ? | ?
LUG474 | 0 | 0 | LK | 250 MCM DLO COMPRESSION LUG | (FLEX CABLE) |  |  |  | COMPRESSION LUGS FOR FLEX CABLES (DLO) | P | 0 | 0 | 0 | 0 | 0 | 0 | EA | ? | ?
LUG476 | 0 | 0 | LK | 300 MCM DLO COMPRESSION LUG | (FLEX CABLE) |  |  |  | COMPRESSION LUGS FOR FLEX CABLES (DLO) | P | 0 | 0 | 0 | 0 | 0 | 0 | EA | ? | ?
LUG478 | 0 | 0 | LK | 350 MCM DLO COMPRESSION LUG | (FLEX CABLE) |  |  |  | COMPRESSION LUGS FOR FLEX CABLES (DLO) | P | 0 | 0 | 0 | 0 | 0 | 0 | EA | ? | ?
LUG480 | 0 | 0 | LK | 400 MCM DLO COMPRESSION LUG | (FLEX CABLE) |  |  |  | COMPRESSION LUGS FOR FLEX CABLES (DLO) | P | 0 | 0 | 0 | 0 | 0 | 0 | EA | ? | ?
LUG484 | 0 | 0 | LK | 500 MCM DLO COMPRESSION LUG | (FLEX CABLE) |  |  |  | COMPRESSION LUGS FOR FLEX CABLES (DLO) | P | 0 | 0 | 0 | 0 | 0 | 0 | EA | ? | ?
LUG486 | 0 | 0 | LK | 600 MCM DLO COMPRESSION LUG | (FLEX CABLE) |  |  |  | COMPRESSION LUGS FOR FLEX CABLES (DLO) | P | 0 | 0 | 0 | 0 | 0 | 0 | EA | ? | ?
LUG488 | 0 | 0 | LK | 750 MCM DLO COMPRESSION LUG | (FLEX CABLE) |  |  |  | COMPRESSION LUGS FOR FLEX CABLES (DLO) | P | 0 | 0 | 0 | 0 | 0 | 0 | EA | ? | ?
LUP102 | 0 | 3.2225 | LK | #2/0 PARALELL LUG | DOUBLE BARREL |  |  |  | PARALELL MECHANICAL LUGS | P | 5.88 | 7.06 | 5.88 | 4.7 | 5.08 | 6.23 | EA | ? | ?
LUP104 | 0 | 5.4635 | LK | 2 HOLE MECH LUG 6 TO 250MCM |  |  |  |  | PARALELL MECHANICAL LUGS | P | 14.64 | 17.57 | 14.64 | 11.71 | 9.99 | 15.52 | EA | ? | ?
LUP108 | 0 | 5.1544 | LK | #250 MCM PARALELL MECHANICAL | LUG 2-HOLE |  |  |  | PARALELL MECHANICAL LUGS | P | 17.4 | 20.88 | 17.4 | 17.4 | 18.79 | 18.44 | EA | ? | ?
LUP110 | 0 | 6.618 | LK | 2 HOLE MECH LUG 350MCM TO 4 |  |  |  | K2A31U BURNDY | PARALELL MECHANICAL LUGS | P | 20.26 | 24.31 | 20.26 | 16.21 | 17.51 | 21.48 | EA | ? | ?
LUP113 | 0 | 11.8137 | LK | #600 MCM PARALELL MECHANICAL | LUG 2-HOLE |  |  |  | PARALELL MECHANICAL LUGS | P | 0 | 0 | 0 | 0 | 56.38 | 55.33 | EA | ? | ?
LUP114 | 0 | 37.63 | LK | #750 MCM PARALELL MECHANICAL | LUG 2-HOLE |  |  |  | PARALELL MECHANICAL LUGS | P | 24.87 | 29.84 | 24.87 | 24.87 | 40.77 | 40.02 | EA | ? | ?
LUP116 | 0 | 32.06 | LK | #250 MCM 4 CONDUCTOR | MECHANICAL LUG 2-HOLE |  |  |  | PARALELL MECHANICAL LUGS | P | 84.52 | 101.42 | 84.52 | 67.62 | 73.03 | 89.59 | EA | ? | ?
LUP118 | 0 | 0 | LK | #4/0 PARALELL LUG DOUBLE | BARREL |  |  |  | PARALELL MECHANICAL LUGS | P | 9.51 | 11.41 | 9.51 | 8.56 | 9.51 | 10.5 | EA | ? | ?
LUP136 | 0 | 0 | LK | #500 MCM PARALELL LUG DOUBLE | BARREL |  |  |  | PARALELL MECHANICAL LUGS | P | 29.43 | 35.31 | 29.43 | 26.48 | 29.43 | 33.84 | EA | ? | ?
MET626 | 0 | 0 | LK | 8 TERMINAL METER BASE |  |  |  |  | METER BASES | P | 0 | 0 | 0 | 0 | 0 | 0 | EA | ? | ?
MOTW830 | 0 | 0 | LK | WORLWIDE 3 HP 900 RPM MOTOR |  |  |  |  | WORLDWIDE 900 RPM MOTORS | P | 0 | 0 | 0 | 0 | 0 | 0 | EA | ? | ?
MOTW832 | 0 | 0 | LK | WORLDWIDE 5 HP 900 RPM MOTOR |  |  |  |  | WORLDWIDE 900 RPM MOTORS | P | 0 | 0 | 0 | 0 | 0 | 0 | EA | ? | ?
MOTW836 | 0 | 0 | LK | WORLWIDE 10 HP 900 RPM MOTOR |  |  |  |  | WORLDWIDE 900 RPM MOTORS | P | 0 | 0 | 0 | 0 | 0 | 0 | EA | ? | ?
MOTW838 | 0 | 0 | LK | WORLDWIDE 15 HP 900 RPM MOTOR |  |  |  |  | WORLDWIDE 900 RPM MOTORS | P | 0 | 0 | 0 | 0 | 0 | 0 | EA | ? | ?
MOTW840 | 0 | 0 | LK | WORLDWIDE 20 HP 900 RPM MOTOR |  |  |  |  | WORLDWIDE 900 RPM MOTORS | P | 0 | 0 | 0 | 0 | 0 | 0 | EA | ? | ?
MOTW842 | 0 | 0 | LK | WORLDWIDE 25 HP 900 RPM MOTOR |  |  |  |  | WORLDWIDE 900 RPM MOTORS | P | 0 | 0 | 0 | 0 | 0 | 0 | EA | ? | ?
MOTW844 | 0 | 0 | LK | WORLDWIDE 30 HP 900 RPM MOTOR |  |  |  |  | WORLDWIDE 900 RPM MOTORS | P | 0 | 0 | 0 | 0 | 0 | 0 | EA | ? | ?
MOTW846 | 0 | 0 | LK | WORLDWIDE 35 HP 900 RPM MOTOR |  |  |  |  | WORLDWIDE 900 RPM MOTORS | P | 0 | 0 | 0 | 0 | 0 | 0 | EA | ? | ?
MOTW848 | 0 | 0 | LK | WORLDWIDE 40 HP 900 RPM MOTOR |  |  |  |  | WORLDWIDE 900 RPM MOTORS | P | 0 | 0 | 0 | 0 | 0 | 0 | EA | ? | ?
MOTW850 | 0 | 0 | LK | WORLDWIDE 50 HP 900 RPM MOTOR |  |  |  |  | WORLDWIDE 900 RPM MOTORS | P | 0 | 0 | 0 | 0 | 0 | 0 | EA | ? | ?
MOTW852 | 0 | 0 | LK | WORLDWIDE 60 HP 900 RPM MOTOR |  |  |  |  | WORLDWIDE 900 RPM MOTORS | P | 0 | 0 | 0 | 0 | 0 | 0 | EA | ? | ?
MOTW854 | 0 | 0 | LK | WORLDWIDE 75 HP 900 RPM MOTOR |  |  |  |  | WORLDWIDE 900 RPM MOTORS | P | 0 | 0 | 0 | 0 | 0 | 0 | EA | ? | ?
MOTW856 | 0 | 0 | LK | WORLDWIDE 100 HP 900 RPM MOTOR |  |  |  |  | WORLDWIDE 900 RPM MOTORS | P | 0 | 0 | 0 | 0 | 0 | 0 | EA | ? | ?
MOU100 | 0 | 3.5 | LK | 1/2" CONDUIT MOUSE |  |  |  |  | CONDUIT MOUSE | P | 5.83 | 7 | 5.83 | 5.83 | 5.83 | 6.18 | EA | ? | ?
MOU102 | 0 | 0 | LK | 3/4" CONDUIT MOUSE |  |  |  |  | CONDUIT MOUSE | P | 0 | 0 | 0 | 0 | 0 | 0 | EA | ? | ?
MOU104 | 0 | 0 | LK | 1" CONDUIT MOUSE |  |  |  |  | CONDUIT MOUSE | P | 0 | 0 | 0 | 0 | 0 | 0 | EA | ? | ?
MOU106 | 0 | 0 | LK | 1 1/4" CONDUIT MOUSE |  |  |  |  | CONDUIT MOUSE | P | 0 | 0 | 0 | 0 | 0 | 0 | EA | ? | ?
MOU108 | 0 | 0 | LK | 1 1/2" CONDUIT MOUSE |  |  |  |  | CONDUIT MOUSE | P | 0 | 0 | 0 | 0 | 0 | 0 | EA | ? | ?
MOU110 | 0 | 0 | LK | 2" CONDUIT MOUSE |  |  |  |  | CONDUIT MOUSE | P | 0 | 0 | 0 | 0 | 0 | 0 | EA | ? | ?
MOU112 | 0 | 0 | LK | 2 1/2" CONDUIT MOUSE |  |  |  |  | CONDUIT MOUSE | P | 0 | 0 | 0 | 0 | 0 | 0 | EA | ? | ?
MOU116 | 0 | 0 | LK | 4" CONDUIT MOUSE |  |  |  |  | CONDUIT MOUSE | P | 0 | 0 | 0 | 0 | 0 | 0 | EA | ? | ?
MREC100 | 0 | 63 | LK | 1 - 1.5 H.P. MOTOR RECONDITION |  |  |  |  | MOTOR RECONDITION | P | 81.19 | 97.45 | 81.19 | 81.19 | 0 | 86.06 | EA | ? | ?
MREC104 | 0 | 0 | LK | 2 H.P. MOTOR RECONDITION |  |  |  |  | MOTOR RECONDITION | P | 99 | 118.8 | 99 | 99 | 0 | 104.94 | EA | ? | ?
MREC108 | 0 | 0 | LK | 3 H.P. MOTOR RECONDITION |  |  |  |  | MOTOR RECONDITION | P | 114.84 | 137.8 | 114.84 | 114.84 | 0 | 121.73 | EA | ? | ?
MREC112 | 0 | 350 | LK | 5 H.P MOTOR RECONDITION |  |  |  |  | MOTOR RECONDITION | P | 130.68 | 156.81 | 130.68 | 130.68 | 650 | 138.52 | EA | ? | ?
MREC116 | 0 | 0 | LK | 7.5 H.P. MOTOR RECONDITION |  |  |  |  | MOTOR RECONDITION | P | 169.9 | 203.88 | 169.9 | 169.9 | 0 | 180.09 | EA | ? | ?
MREC120 | 0 | 0 | LK | 10 H.P. MOTOR RECONDITION |  |  |  |  | MOTOR RECONDITION | P | 189.49 | 227.39 | 189.49 | 189.49 | 9.9 | 200.86 | EA | ? | ?
MREC124 | 0 | 0 | LK | 15 H.P. MOTOR RECONDITION |  |  |  |  | MOTOR RECONDITION | P | 225.72 | 270.86 | 225.72 | 225.72 | 0 | 239.26 | EA | ? | ?
MREC128 | 0 | 0 | LK | 20 H.P. MOTOR RECONDITION |  |  |  |  | MOTOR RECONDITION | P | 257.4 | 308.88 | 257.4 | 257.4 | 0 | 272.84 | EA | ? | ?
MREC132 | 0 | 0 | LK | 25 H.P. MOTOR RECONDITION |  |  |  |  | MOTOR RECONDITION | P | 283.15 | 339.78 | 283.15 | 283.15 | 0 | 300.14 | EA | ? | ?
MREC136 | 0 | 0 | LK | 30 H.P. MOTOR RECONDITION |  |  |  |  | MOTOR RECONDITION | P | 326.71 | 392.05 | 326.71 | 326.71 | 0 | 346.31 | EA | ? | ?
MREC140 | 0 | 0 | LK | 40 H.P. MOTOR RECONDITION |  |  |  |  | MOTOR RECONDITION | P | 394.03 | 472.83 | 394.03 | 394.03 | 0 | 417.67 | EA | ? | ?
MREC144 | 0 | 0 | LK | 50 H.P. MOTOR RECONDITION |  |  |  |  | MOTOR RECONDITION | P | 435.6 | 522.72 | 435.6 | 435.6 | 0 | 461.74 | EA | ? | ?
MREC148 | 0 | 0 | LK | 60 H.P. MOTOR RECONDITION |  |  |  |  | MOTOR RECONDITION | P | 495 | 594 | 495 | 495 | 0 | 524.7 | EA | ? | ?
MREC152 | 0 | 0 | LK | 75 H.P. MOTOR RECONDITION |  |  |  |  | MOTOR RECONDITION | P | 566.28 | 679.54 | 566.28 | 566.28 | 0 | 600.26 | EA | ? | ?
MREC156 | 0 | 0 | LK | 100 H.P. MOTOR RECONDITION |  |  |  |  | MOTOR RECONDITION | P | 578.16 | 693.72 | 578.16 | 578.16 | 0 | 612.85 | EA | ? | ?
MREC160 | 0 | 0 | LK | 125 H.P. MOTOR RECONDITION |  |  |  |  | MOTOR RECONDITION | P | 675.19 | 810.22 | 675.19 | 675.19 | 0 | 715.7 | EA | ? | ?
MREC164 | 0 | 0 | LK | 150 H.P. MOTOR RECONDITION |  |  |  |  | MOTOR RECONDITION | P | 740.52 | 888.62 | 740.52 | 740.52 | 0 | 784.95 | EA | ? | ?
MREC168 | 0 | 0 | LK | 200 H.P. MOTOR RECONDITION |  |  |  |  | MOTOR RECONDITION | P | 896.95 | 1076.34 | 896.95 | 896.95 | 0 | 950.77 | EA | ? | ?
MREC172 | 0 | 0 | LK | 250 H.P. MOTOR RECONDITION |  |  |  |  | MOTOR RECONDITION | P | 1132.56 | 1359.07 | 1132.56 | 1132.56 | 0 | 1200.51 | EA | ? | ?
MREC176 | 0 | 0 | LK | 300 H.P. MOTOR RECONDITION |  |  |  |  | MOTOR RECONDITION | P | 1437.48 | 1724.976 | 1437.48 | 1437.48 | 0 | 1523.73 | EA | ? | ?
MREC200 | 0 | 0 | LK | SIZE 1 AND A POWER PACK RECOND |  |  |  |  | MOTOR RECONDITION | P | 249.48 | 299.37 | 249.48 | 249.48 | 0 | 264.45 | EA | ? | ?
MREC204 | 0 | 0 | LK | SIZE 2 AND B POWER PACK RECOND |  |  |  |  | MOTOR RECONDITION | P | 370.27 | 444.32 | 370.27 | 370.27 | 0 | 392.49 | EA | ? | ?
MREC208 | 0 | 0 | LK | SIZE 3 AND C POWER PACK RECOND |  |  |  |  | MOTOR RECONDITION | P | 502.92 | 603.5 | 502.92 | 502.92 | 0 | 533.1 | EA | ? | ?
MREC212 | 0 | 0 | LK | SIZE 4 AND D POWER PACK RECOND |  |  |  |  | MOTOR RECONDITION | P | 736.56 | 883.87 | 736.56 | 736.56 | 0 | 780.75 | EA | ? | ?
MREC216 | 0 | 0 | LK | SIZE 5 AND E POWER PACK RECOND |  |  |  |  | MOTOR RECONDITION | P | 851.4 | 1021.68 | 851.4 | 851.4 | 0 | 902.48 | EA | ? | ?
MREW100 | 0 | 0 | LK | 3 H.P. 3600 RPM MOTOR REWIND |  |  |  |  | MOTOR REWIND | P | 394.43 | 473.31 | 394.43 | 394.43 | 0 | 418.1 | EA | ? | ?
MREW104 | 0 | 0 | LK | 5 H.P. 3600 RPM MOTOR REWIND |  |  |  |  | MOTOR REWIND | P | 421.75 | 506.1 | 421.75 | 421.75 | 0 | 447.06 | EA | ? | ?
MREW108 | 0 | 0 | LK | 7.5 H.P. 3600 RPM MOTOR REWIND |  |  |  |  | MOTOR REWIND | P | 461.35 | 553.65 | 461.35 | 461.35 | 0 | 489.03 | EA | ? | ?
MREW112 | 0 | 0 | LK | 10 H.P. 3600 RPM MOTOR REWIND |  |  |  |  | MOTOR REWIND | P | 562.32 | 674.78 | 562.32 | 562.32 | 0 | 596.06 | EA | ? | ?
MREW116 | 0 | 0 | LK | 15 H.P. 3600 RPM MOTOR REWIND |  |  |  |  | MOTOR REWIND | P | 629.64 | 755.56 | 629.64 | 629.64 | 0 | 667.42 | EA | ? | ?
MREW120 | 0 | 0 | LK | 20 H.P. 3600 RPM MOTOR REWIND |  |  |  |  | MOTOR REWIND | P | 744.48 | 893.37 | 744.48 | 744.48 | 0 | 789.15 | EA | ? | ?
MREW124 | 0 | 0 | LK | 25 H.P. 3600 RPM MOTOR REWIND |  |  |  |  | MOTOR REWIND | P | 865.28 | 1038.33 | 865.28 | 865.28 | 0 | 917.2 | EA | ? | ?
MREW128 | 0 | 0 | LK | 30 H.P. 3600 RPM MOTOR REWIND |  |  |  |  | MOTOR REWIND | P | 1094.95 | 1313.94 | 1094.95 | 1094.95 | 0 | 1160.65 | EA | ? | ?
MREW132 | 0 | 0 | LK | 40 H.P. 3600 RPM MOTOR REWIND |  |  |  |  | MOTOR REWIND | P | 1251.36 | 1501.63 | 1251.36 | 1251.36 | 0 | 1326.44 | EA | ? | ?
MREW136 | 0 | 0 | LK | 50 H.P. 3600 RPM MOTOR REWIND |  |  |  |  | MOTOR REWIND | P | 1459.27 | 1751.12 | 1459.27 | 1459.27 | 0 | 1546.83 | EA | ? | ?
MREW140 | 0 | 0 | LK | 60 H.P. 3600 RPM MOTOR REWIND |  |  |  |  | MOTOR REWIND | P | 1757.47 | 2108.96 | 1757.47 | 1757.47 | 0 | 1862.92 | EA | ? | ?
MREW144 | 0 | 0 | LK | 75 H.P 3600 RPM MOTOR REWIND |  |  |  |  | MOTOR REWIND | P | 2118.6 | 2542.32 | 2118.6 | 2118.6 | 0 | 2245.72 | EA | ? | ?
MREW148 | 0 | 0 | LK | 100 H.P. 3600 RPM MOTOR REWIND |  |  |  |  | MOTOR REWIND | P | 2376 | 2851.2 | 2376 | 2376 | 0 | 2518.56 | EA | ? | ?
MREW152 | 0 | 0 | LK | 125 H.P. 3600 RPM MOTOR REWIND |  |  |  |  | MOTOR REWIND | P | 2768.4 | 3322.08 | 2768.4 | 2768.4 | 0 | 2934.5 | EA | ? | ?
MREW156 | 0 | 0 | LK | 150 H.P. 3600 RPM MOTOR REWIND |  |  |  |  | MOTOR REWIND | P | 3752.11 | 4502.53 | 3752.11 | 3752.11 | 0 | 3977.24 | EA | ? | ?
MREW160 | 0 | 0 | LK | 200 H.P. 3600 RPM MOTOR REWIND |  |  |  |  | MOTOR REWIND | P | 4218.67 | 5062.4 | 4218.67 | 4218.67 | 0 | 4471.79 | EA | ? | ?
MREW164 | 0 | 0 | LK | 250 H.P. 3600 RPM MOTOR REWIND |  |  |  |  | MOTOR REWIND | P | 5009.4 | 6011.28 | 5009.4 | 5009.4 | 0 | 5309.96 | EA | ? | ?
MREW200 | 0 | 0 | LK | 3 H.P. 1800 RPM MOTOR REWIND |  |  |  |  | MOTOR REWIND | P | 394.03 | 472.83 | 394.03 | 394.03 | 0 | 417.67 | EA | ? | ?
MREW204 | 0 | 0 | LK | 5 H.P. 1800 RPM MOTOR REWIND |  |  |  |  | MOTOR REWIND | P | 418.8 | 502.56 | 418.8 | 418.8 | 418.8 | 443.93 | EA | ? | ?
MREW208 | 0 | 0 | LK | 7.5 H.P. 1800 RPM MOTOR REWIND |  |  |  |  | MOTOR REWIND | P | 462.07 | 554.48 | 462.07 | 462.07 | 0 | 489.79 | EA | ? | ?
MREW212 | 0 | 0 | LK | 10 H.P. 1800 RPM MOTOR REWIND |  |  |  |  | MOTOR REWIND | P | 590.04 | 708.04 | 590.04 | 590.04 | 0 | 625.44 | EA | ? | ?
MREW216 | 0 | 0 | LK | 15 H.P. 1800 RPM MOTOR REWIND |  |  |  |  | MOTOR REWIND | P | 629.64 | 755.57 | 629.64 | 629.64 | 0 | 667.42 | EA | ? | ?
MREW220 | 0 | 0 | LK | 20 H.P. 1800 RPM MOTOR REWIND |  |  |  |  | MOTOR REWIND | P | 744.48 | 893.37 | 744.48 | 744.48 | 0 | 789.15 | EA | ? | ?
MREW224 | 0 | 0 | LK | 25 H.P. 1800 RPM MOTOR REWIND |  |  |  |  | MOTOR REWIND | P | 865.28 | 1038.33 | 865.28 | 865.28 | 0 | 917.2 | EA | ? | ?
MREW228 | 0 | 0 | LK | 30 H.P. 1800 RPM MOTOR REWIND |  |  |  |  | MOTOR REWIND | P | 1033.56 | 1240.27 | 1033.56 | 1033.56 | 0 | 1095.57 | EA | ? | ?
MREW232 | 0 | 0 | LK | 40 H.P. 1800 RPM MOTOR REWIND |  |  |  |  | MOTOR REWIND | P | 1158.31 | 1389.97 | 1158.31 | 1158.31 | 0 | 1227.81 | EA | ? | ?
MREW236 | 0 | 0 | LK | 50 H.P. 1800 RPM MOTOR REWIND |  |  |  |  | MOTOR REWIND | P | 1328.47 | 1594.16 | 1328.47 | 1328.47 | 0 | 1408.18 | EA | ? | ?
MREW240 | 0 | 0 | LK | 60 H.P. 1800 RPM MOTOR REWIND |  |  |  |  | MOTOR REWIND | P | 1560.24 | 1872.28 | 1560.24 | 1560.24 | 0 | 1653.85 | EA | ? | ?
MREW244 | 0 | 0 | LK | 75 H.P 1800 RPM MOTOR REWIND |  |  |  |  | MOTOR REWIND | P | 1920.6 | 2304.72 | 1920.6 | 1920.6 | 0 | 2035.84 | EA | ? | ?
MREW248 | 0 | 0 | LK | 100 H.P. 1800 RPM MOTOR REWIND |  |  |  |  | MOTOR REWIND | P | 2150.28 | 2580.33 | 2150.28 | 2150.28 | 0 | 2279.3 | EA | ? | ?
MREW252 | 0 | 0 | LK | 125 H.P. 1800 RPM MOTOR REWIND |  |  |  |  | MOTOR REWIND | P | 2643.31 | 3171.97 | 2643.31 | 2643.31 | 0 | 2801.91 | EA | ? | ?
MREW256 | 0 | 0 | LK | 150 H.P. 1800 RPM MOTOR REWIND |  |  |  |  | MOTOR REWIND | P | 3019.51 | 3623.41 | 3019.51 | 3019.51 | 0 | 3200.68 | EA | ? | ?
MREW260 | 0 | 0 | LK | 200 H.P. 1800 RPM MOTOR REWIND |  |  |  |  | MOTOR REWIND | P | 3876.84 | 4652.2 | 3876.84 | 3876.84 | 0 | 4109.45 | EA | ? | ?
MREW264 | 0 | 0 | LK | 250 H.P. 1800 RPM MOTOR REWIND |  |  |  |  | MOTOR REWIND | P | 4504.51 | 5405.41 | 4504.51 | 4504.51 | 0 | 4774.78 | EA | ? | ?
MREW300 | 0 | 0 | LK | 3 H.P. 1200 RPM MOTOR REWIND |  |  |  |  | MOTOR REWIND | P | 403.56 | 484.27 | 403.56 | 403.56 | 0 | 427.77 | EA | ? | ?
MREW304 | 0 | 0 | LK | 5 H.P. 1200 RPM MOTOR REWIND |  |  |  |  | MOTOR REWIND | P | 403.92 | 484.7 | 403.92 | 403.92 | 0 | 428.16 | EA | ? | ?
MREW308 | 0 | 0 | LK | 7.5 H.P. 1200 RPM MOTOR REWIND |  |  |  |  | MOTOR REWIND | P | 528.11 | 633.73 | 528.11 | 528.11 | 0 | 559.8 | EA | ? | ?
MREW312 | 0 | 0 | LK | 10 H.P. 1200 RPM MOTOR REWIND |  |  |  |  | MOTOR REWIND | P | 665.28 | 798.33 | 665.28 | 665.28 | 0 | 705.2 | EA | ? | ?
MREW316 | 0 | 0 | LK | 15 H.P. 1200 RPM MOTOR REWIND |  |  |  |  | MOTOR REWIND | P | 801.91 | 962.29 | 801.91 | 801.91 | 0 | 850.02 | EA | ? | ?
MREW320 | 0 | 0 | LK | 20 H.P. 1200 RPM MOTOR REWIND |  |  |  |  | MOTOR REWIND | P | 892.99 | 1071.58 | 892.99 | 892.99 | 0 | 946.57 | EA | ? | ?
MREW324 | 0 | 0 | LK | 25 H.P. 1200 RPM MOTOR REWIND |  |  |  |  | MOTOR REWIND | P | 1053.36 | 1264.03 | 1053.36 | 1053.36 | 0 | 1116.56 | EA | ? | ?
MREW328 | 0 | 0 | LK | 30 H.P. 1200 RPM MOTOR REWIND |  |  |  |  | MOTOR REWIND | P | 1170.91 | 1405.09 | 1170.91 | 1170.91 | 0 | 1241.16 | EA | ? | ?
MREW332 | 0 | 0 | LK | 40 H.P. 1200 RPM MOTOR REWIND |  |  |  |  | MOTOR REWIND | P | 1326.6 | 1591.92 | 1326.6 | 1326.6 | 0 | 1406.2 | EA | ? | ?
MREW336 | 0 | 0 | LK | 50 H.P. 1200 RPM MOTOR REWIND |  |  |  |  | MOTOR REWIND | P | 1534.51 | 1841.41 | 1534.51 | 1534.51 | 0 | 1626.58 | EA | ? | ?
MREW340 | 0 | 0 | LK | 60 H.P. 1200 RPM MOTOR REWIND |  |  |  |  | MOTOR REWIND | P | 1692.91 | 2031.49 | 1692.91 | 1692.91 | 0 | 1794.48 | EA | ? | ?
MREW344 | 0 | 0 | LK | 75 H.P 1200 RPM MOTOR REWIND |  |  |  |  | MOTOR REWIND | P | 2059.2 | 2471.04 | 2059.2 | 2059.2 | 0 | 2182.75 | EA | ? | ?
MREW348 | 0 | 0 | LK | 100 H.P. 1200 RPM MOTOR REWIND |  |  |  |  | MOTOR REWIND | P | 2379.96 | 2855.95 | 2379.96 | 2379.96 | 0 | 2522.76 | EA | ? | ?
MREW352 | 0 | 0 | LK | 125 H.P. 1200 RPM MOTOR REWIND |  |  |  |  | MOTOR REWIND | P | 2930.4 | 3516.48 | 2930.4 | 2930.4 | 0 | 3106.22 | EA | ? | ?
MREW356 | 0 | 0 | LK | 150 H.P. 1200 RPM MOTOR REWIND |  |  |  |  | MOTOR REWIND | P | 3088.8 | 3706.56 | 3088.8 | 3088.8 | 0 | 3274.13 | EA | ? | ?
MREW360 | 0 | 0 | LK | 200 H.P. 1200 RPM MOTOR REWIND |  |  |  |  | MOTOR REWIND | P | 4161.96 | 4994.35 | 4161.96 | 4161.96 | 0 | 4411.68 | EA | ? | ?
MREW364 | 0 | 0 | LK | 250 H.P. 1200 RPM MOTOR REWIND |  |  |  |  | MOTOR REWIND | P | 5114.35 | 6137.22 | 5114.35 | 5114.35 | 0 | 5421.21 | EA | ? | ?
MREW400 | 0 | 0 | LK | 3 H.P. 900 RPM MOTOR REWIND |  |  |  |  | MOTOR REWIND | P | 504.91 | 605.89 | 504.91 | 504.91 | 0 | 535.2 | EA | ? | ?
MREW404 | 0 | 0 | LK | 5 H.P. 900 RPM MOTOR REWIND |  |  |  |  | MOTOR REWIND | P | 504.91 | 605.89 | 504.91 | 504.91 | 0 | 535.2 | EA | ? | ?
MREW408 | 0 | 0 | LK | 7.5 H.P. 900 RPM MOTOR REWIND |  |  |  |  | MOTOR REWIND | P | 653.4 | 784.08 | 653.4 | 653.4 | 0 | 692.6 | EA | ? | ?
MREW412 | 0 | 0 | LK | 10 H.P. 900 RPM MOTOR REWIND |  |  |  |  | MOTOR REWIND | P | 756.36 | 907.63 | 756.36 | 756.36 | 0 | 801.74 | EA | ? | ?
MREW416 | 0 | 0 | LK | 15 H.P. 900 RPM MOTOR REWIND |  |  |  |  | MOTOR REWIND | P | 930.6 | 1116.72 | 930.6 | 930.6 | 0 | 986.44 | EA | ? | ?
MREW420 | 0 | 0 | LK | 20 H.P. 900 RPM MOTOR REWIND |  |  |  |  | MOTOR REWIND | P | 1128.6 | 1354.32 | 1128.6 | 1128.6 | 0 | 1196.32 | EA | ? | ?
MREW424 | 0 | 0 | LK | 25 H.P. 900 RPM MOTOR REWIND |  |  |  |  | MOTOR REWIND | P | 1259.28 | 1511.13 | 1259.28 | 1259.28 | 0 | 1334.84 | EA | ? | ?
MREW428 | 0 | 0 | LK | 30 H.P. 900 RPM MOTOR REWIND |  |  |  |  | MOTOR REWIND | P | 1536.48 | 1843.77 | 1536.48 | 1536.48 | 0 | 1628.67 | EA | ? | ?
MREW432 | 0 | 0 | LK | 40 H.P. 900 RPM MOTOR REWIND |  |  |  |  | MOTOR REWIND | P | 1712.71 | 2055.25 | 1712.71 | 1712.71 | 0 | 1815.47 | EA | ? | ?
MREW436 | 0 | 0 | LK | 50 H.P. 900 RPM MOTOR REWIND |  |  |  |  | MOTOR REWIND | P | 1782 | 2138.4 | 1782 | 1782 | 0 | 1888.92 | EA | ? | ?
MREW440 | 0 | 0 | LK | 60 H.P. 900 RPM MOTOR REWIND |  |  |  |  | MOTOR REWIND | P | 2011.68 | 2414.01 | 2011.68 | 2011.68 | 0 | 2132.38 | EA | ? | ?
MREW444 | 0 | 0 | LK | 75 H.P 900 RPM MOTOR REWIND |  |  |  |  | MOTOR REWIND | P | 2514.6 | 3017.52 | 2514.6 | 2514.6 | 0 | 2665.48 | EA | ? | ?
MREW448 | 0 | 0 | LK | 100 H.P. 900 RPM MOTOR REWIND |  |  |  |  | MOTOR REWIND | P | 2973.96 | 3568.75 | 2973.96 | 2973.96 | 0 | 3152.4 | EA | ? | ?
MREW452 | 0 | 0 | LK | 125 H.P. 900 RPM MOTOR REWIND |  |  |  |  | MOTOR REWIND | P | 3504.6 | 4205.52 | 3504.68 | 3504.6 | 0 | 3714.88 | EA | ? | ?
MREW456 | 0 | 0 | LK | 150 H.P. 900 RPM MOTOR REWIND |  |  |  |  | MOTOR REWIND | P | 4142.16 | 4970.59 | 4142.16 | 4142.16 | 0 | 4390.69 | EA | ? | ?
MREW460 | 0 | 0 | LK | 200 H.P. 900 RPM MOTOR REWIND |  |  |  |  | MOTOR REWIND | P | 4573.8 | 5488.56 | 4573.8 | 4573.8 | 0 | 4848.23 | EA | ? | ?
MREW464 | 0 | 0 | LK | 250 H.P. 900 RPM MOTOR REWIND |  |  |  |  | MOTOR REWIND | P | 6062.76 | 7275.31 | 6062.76 | 6062.76 | 0 | 6426.53 | EA | ? | ?
MREW500 | 0 | 0 | LK | 3 H.P. 720 RPM MOTOR REWIND |  |  |  |  | MOTOR REWIND | P | 752.4 | 902.88 | 752.4 | 752.4 | 0 | 797.54 | EA | ? | ?
MREW504 | 0 | 0 | LK | 5 H.P. 720 RPM MOTOR REWIND |  |  |  |  | MOTOR REWIND | P | 772.2 | 926.64 | 772.2 | 772.2 | 0 | 818.53 | EA | ? | ?
MREW508 | 0 | 0 | LK | 7.5 H.P. 720 RPM MOTOR REWIND |  |  |  |  | MOTOR REWIND | P | 910.8 | 1092.96 | 910.8 | 910.8 | 0 | 965.45 | EA | ? | ?
MREW512 | 0 | 0 | LK | 10 H.P. 720 RPM MOTOR REWIND |  |  |  |  | MOTOR REWIND | P | 980.11 | 1176.13 | 980.11 | 980.11 | 0 | 1038.92 | EA | ? | ?
MREW516 | 0 | 0 | LK | 15 H.P. 720 RPM MOTOR REWIND |  |  |  |  | MOTOR REWIND | P | 1083.07 | 1299.68 | 1083.07 | 1083.07 | 0 | 1148.05 | EA | ? | ?
MREW520 | 0 | 0 | LK | 20 H.P. 720 RPM MOTOR REWIND |  |  |  |  | MOTOR REWIND | P | 1207.8 | 1449.36 | 1207.8 | 1207.8 | 0 | 1280.27 | EA | ? | ?
MREW524 | 0 | 0 | LK | 25 H.P. 720 RPM MOTOR REWIND |  |  |  |  | MOTOR REWIND | P | 1384.03 | 1660.83 | 1384.03 | 1384.03 | 0 | 1467.07 | EA | ? | ?
MREW528 | 0 | 0 | LK | 30 H.P. 720 RPM MOTOR REWIND |  |  |  |  | MOTOR REWIND | P | 1570.15 | 1884.18 | 1570.15 | 1570.15 | 0 | 1664.36 | EA | ? | ?
MREW532 | 0 | 0 | LK | 40 H.P. 720 RPM MOTOR REWIND |  |  |  |  | MOTOR REWIND | P | 1841.4 | 2209.68 | 1841.4 | 1841.4 | 0 | 1951.88 | EA | ? | ?
MREW536 | 0 | 0 | LK | 50 H.P. 720 RPM MOTOR REWIND |  |  |  |  | MOTOR REWIND | P | 2098.8 | 2518.56 | 2098.8 | 2098.8 | 0 | 2224.73 | EA | ? | ?
MREW540 | 0 | 0 | LK | 60 H.P. 720 RPM MOTOR REWIND |  |  |  |  | MOTOR REWIND | P | 2336.4 | 2803.68 | 2336.4 | 2336.4 | 0 | 2476.58 | EA | ? | ?
MREW544 | 0 | 0 | LK | 75 H.P 720 RPM MOTOR REWIND |  |  |  |  | MOTOR REWIND | P | 2676.96 | 3212.35 | 2676.96 | 2676.96 | 0 | 2837.58 | EA | ? | ?
MREW548 | 0 | 0 | LK | 100 H.P. 720 RPM MOTOR REWIND |  |  |  |  | MOTOR REWIND | P | 3364.03 | 4036.83 | 3364.03 | 3364.03 | 0 | 3565.87 | EA | ? | ?
MREW552 | 0 | 0 | LK | 125 H.P. 720 RPM MOTOR REWIND |  |  |  |  | MOTOR REWIND | P | 3880.8 | 4657.05 | 3880.8 | 3880.8 | 0 | 4113.65 | EA | ? | ?
MREW556 | 0 | 0 | LK | 150 H.P. 720 RPM MOTOR REWIND |  |  |  |  | MOTOR REWIND | P | 4257 | 5108.4 | 4257 | 4257 | 0 | 4512.42 | EA | ? | ?
MREW560 | 0 | 0 | LK | 200 H.P. 720 RPM MOTOR REWIND |  |  |  |  | MOTOR REWIND | P | 4779.72 | 5735.66 | 4779.72 | 4779.72 | 0 | 5066.5 | EA | ? | ?
MREW564 | 0 | 0 | LK | 250 H.P. 720 RPM MOTOR REWIND |  |  |  |  | MOTOR REWIND | P | 6565.68 | 7878.81 | 6565.68 | 6565.68 | 0 | 6959.62 | EA | ? | ?
MREW600 | 0 | 0 | LK | 3 H.P. 600 RPM MOTOR REWIND |  |  |  |  | MOTOR REWIND | P | 831.84 | 998.2 | 831.84 | 831.84 | 0 | 881.75 | EA | ? | ?
MREW604 | 0 | 0 | LK | 5 H.P. 600 RPM MOTOR REWIND |  |  |  |  | MOTOR REWIND | P | 843.48 | 1012.17 | 843.48 | 843.48 | 0 | 894.09 | EA | ? | ?
MREW608 | 0 | 0 | LK | 7.5 H.P. 600 RPM MOTOR REWIND |  |  |  |  | MOTOR REWIND | P | 1007.83 | 1209.39 | 1007.83 | 1007.83 | 0 | 1068.3 | EA | ? | ?
MREW612 | 0 | 0 | LK | 10 H.P. 600 RPM MOTOR REWIND |  |  |  |  | MOTOR REWIND | P | 1134.55 | 1361.46 | 1134.55 | 1134.55 | 0 | 1202.62 | EA | ? | ?
MREW616 | 0 | 0 | LK | 15 H.P. 600 RPM MOTOR REWIND |  |  |  |  | MOTOR REWIND | P | 1306.8 | 1568.16 | 1306.8 | 1306.8 | 0 | 1385.21 | EA | ? | ?
MREW620 | 0 | 0 | LK | 20 H.P. 600 RPM MOTOR REWIND |  |  |  |  | MOTOR REWIND | P | 1384.03 | 1660.83 | 1384.03 | 1384.03 | 0 | 1467.07 | EA | ? | ?
MREW624 | 0 | 0 | LK | 25 H.P. 600 RPM MOTOR REWIND |  |  |  |  | MOTOR REWIND | P | 1572.12 | 1886.54 | 1572.12 | 1572.12 | 0 | 1666.45 | EA | ? | ?
MREW628 | 0 | 0 | LK | 30 H.P. 600 RPM MOTOR REWIND |  |  |  |  | MOTOR REWIND | P | 1785.96 | 2143.15 | 1785.96 | 1785.96 | 0 | 1893.12 | EA | ? | ?
MREW632 | 0 | 0 | LK | 40 H.P. 600 RPM MOTOR REWIND |  |  |  |  | MOTOR REWIND | P | 1987.92 | 2385.5 | 1987.92 | 1987.92 | 0 | 2107.2 | EA | ? | ?
MREW636 | 0 | 0 | LK | 50 H.P. 600 RPM MOTOR REWIND |  |  |  |  | MOTOR REWIND | P | 2166.12 | 2599.34 | 2166.12 | 2166.12 | 0 | 2296.09 | EA | ? | ?
MREW640 | 0 | 0 | LK | 60 H.P. 600 RPM MOTOR REWIND |  |  |  |  | MOTOR REWIND | P | 2423.52 | 2908.224 | 2423.52 | 2423.52 | 0 | 2568.93 | EA | ? | ?
MREW644 | 0 | 0 | LK | 75 H.P 600 RPM MOTOR REWIND |  |  |  |  | MOTOR REWIND | P | 2744.28 | 3293.13 | 2744.28 | 2744.28 | 0 | 2908.94 | EA | ? | ?
MREW648 | 0 | 0 | LK | 100 H.P. 600 RPM MOTOR REWIND |  |  |  |  | MOTOR REWIND | P | 3476.88 | 4172.25 | 3476.88 | 3476.88 | 0 | 3685.49 | EA | ? | ?
MREW652 | 0 | 0 | LK | 125 H.P. 600 RPM MOTOR REWIND |  |  |  |  | MOTOR REWIND | P | 4177.8 | 5013.36 | 4177.8 | 4177.8 | 0 | 4428.47 | EA | ? | ?
MREW656 | 0 | 0 | LK | 150 H.P. 600 RPM MOTOR REWIND |  |  |  |  | MOTOR REWIND | P | 4506.48 | 5407.77 | 4506.48 | 4506.48 | 0 | 4776.87 | EA | ? | ?
MREW660 | 0 | 0 | LK | 200 H.P. 600 RPM MOTOR REWIND |  |  |  |  | MOTOR REWIND | P | 4827.24 | 5792.68 | 4827.24 | 4827.24 | 0 | 5116.87 | EA | ? | ?
MREW664 | 0 | 0 | LK | 250 H.P. 600 RPM MOTOR REWIND |  |  |  |  | MOTOR REWIND | P | 7318.08 | 8781.69 | 7318.08 | 7318.08 | 0 | 7757.16 | EA | ? | ?
MREW700 | 0 | 0 | LK | SIZE 1 AND A ECONOPAK REWIND |  |  |  |  | MOTOR REWIND | P | 847.44 | 1016.92 | 847.44 | 847.44 | 0 | 898.29 | EA | ? | ?
MREW704 | 0 | 0 | LK | SIZE 2 AND B ECONOPAK REWIND |  |  |  |  | MOTOR REWIND | P | 1188 | 1425.6 | 1188 | 1188 | 0 | 1259.28 | EA | ? | ?
MREW708 | 0 | 0 | LK | SIZE 3 AND C ECONOPAK REWIND |  |  |  |  | MOTOR REWIND | P | 1716.67 | 2060 | 1716.67 | 1716.67 | 0 | 1819.67 | EA | ? | ?
MREW712 | 0 | 0 | LK | SIZE 4 AND D ECONOPAK REWIND |  |  |  |  | MOTOR REWIND | P | 2698.75 | 3238.5 | 2698.75 | 2698.75 | 0 | 2860.68 | EA | ? | ?
MREW716 | 0 | 0 | LK | SIZE 5 AND E ECONOPAK REWIND |  |  |  |  | MOTOR REWIND | P | 3146.23 | 3775.47 | 3146.23 | 3146.23 | 0 | 3335 | EA | ? | ?
MREW720 | 0 | 0 | LK | SIZE 6 AND EE ECONOPAK REWIND |  |  |  |  | MOTOR REWIND | P | 3716.47 | 4459.76 | 3716.47 | 3716.47 | 0 | 3939.46 | EA | ? | ?
MUR782 | 0 | 0 | LK | OPLFC-S-3000-OS PRESSURE GUAGE | 0-3000PSI FLUSH MOUNT OIL- | SEALED MURPHY |  |  | PRESSURE SWITCHES - OIL FILLED | P | 456.82 | 548.19 | 397.24 | 357.51 | 456.82 | 456.82 | EA | MUR782 | 05701242
MUR782 | 0 | 0 | LK | OPLFC-S-3000-OS PRESSURE GUAGE | 0-3000PSI FLUSH MOUNT OIL- | SEALED MURPHY |  |  | PRESSURE SWITCHES - OIL FILLED | P | 456.82 | 548.19 | 397.24 | 357.51 | 456.82 | 456.82 | EA | MUR782 | OPLFC-R-3000-OS
MUR860 | 0 | 0 | LK | OPLFC-A-30 PRESURE GUAGE | 0-30PSI FLUSH MOUNT MURPHY |  |  |  | OPLFC -A PRESSURE SWITCHES | P | 241.46 | 289.75 | 209.96 | 188.97 | 241.46 | 241.46 | EA | MUR860 | 05701048
MUR868 | 0 | 0 | LK | OPLFC-A-100 PRESSURE GUAGE | 0-100PSI FLUSH MOUNT MURPHY |  |  |  | OPLFC -A PRESSURE SWITCHES | P | 241.46 | 289.75 | 209.96 | 188.97 | 241.46 | 241.46 | EA | MUR868 | 05701008
MUR870 | 0 | 0 | LK | OPLFC-A-200 PRESSURE GUAGE | 0-200PSI FLUSH MOUNT MURPHY |  |  |  | OPLFC -A PRESSURE SWITCHES | P | 241.46 | 289.75 | 209.96 | 188.97 | 241.46 | 241.46 | EA | MUR870 | 05701038
MUR872 | 0 | 0 | LK | OPLFC-A-300 PRESSURE GUAGE | 0-300PSI FLUSH MOUNT MURPHY |  |  |  | OPLFC -A PRESSURE SWITCHES | P | 241.46 | 289.75 | 209.96 | 188.97 | 241.46 | 241.46 | EA | MUR872 | 05701054
MUR874 | 0 | 0 | LK | OPLFC-A-400 PRESSURE GUAGE | 0-400PSI FLUSH MOUNT MURPHY |  |  |  | OPLFC -A PRESSURE SWITCHES | P | 241.46 | 289.75 | 209.96 | 188.97 | 241.46 | 241.46 | EA | MUR874 | 05701086
MUR876 | 0 | 0 | LK | OPLFC-A-600 PRESSURE GUAGE | 0-600PSI FLUSH MOUNT MURPHY |  |  |  | OPLFC -A PRESSURE SWITCHES | P | 241.46 | 289.75 | 209.96 | 188.97 | 241.46 | 241.46 | EA | MUR876 | 05701093
MUR878 | 0 | 176.9444 | LK | OPLFC-A-1000 PRESSURE GUAGE | 0-1000PSI FLUSH MOUNT MURPHY |  |  |  | OPLFC -A PRESSURE SWITCHES | P | 241.46 | 289.75 | 209.96 | 188.97 | 343.98 | 343.98 | EA | MUR878 | 05701010
MUR880 | 0 | 220 | LK | OPLFC-S-2000 PRESSURE GUAGE | 0-2000PSI FLUSH MOUNT MURPHY |  |  |  | OPLFC -A PRESSURE SWITCHES | P | 330.64 | 396.77 | 287.51 | 258.76 | 427.68 | 427.68 | EA | MUR880 | 05701231
MUR880 | 0 | 220 | LK | OPLFC-S-2000 PRESSURE GUAGE | 0-2000PSI FLUSH MOUNT MURPHY |  |  |  | OPLFC -A PRESSURE SWITCHES | P | 330.64 | 396.77 | 287.51 | 258.76 | 427.68 | 427.68 | EA | MUR880 | OPLFCR2000
MUR882 | 0 | 0 | LK | OPLFC-S-3000 PRESSURE GUAGE | 0-3000PSI FLUSH MOUNT MURPHY |  |  |  | OPLFC -A PRESSURE SWITCHES | P | 330.64 | 396.77 | 287.51 | 258.76 | 330.64 | 330.64 | EA | MUR882 | 05701240
MUR882 | 0 | 0 | LK | OPLFC-S-3000 PRESSURE GUAGE | 0-3000PSI FLUSH MOUNT MURPHY |  |  |  | OPLFC -A PRESSURE SWITCHES | P | 330.64 | 396.77 | 287.51 | 258.76 | 330.64 | 330.64 | EA | MUR882 | OPLFCR3000
MUR884 | 0 | 0 | LK | OPLFC-S-5000 PRESSURE GUAGE | 0-5000PSI FLUSH MOUNT MURPHY |  |  |  | OPLFC -A PRESSURE SWITCHES | P | 330.64 | 396.77 | 287.51 | 258.76 | 330.64 | 330.64 | EA | MUR884 | 05701255
MUR884 | 0 | 0 | LK | OPLFC-S-5000 PRESSURE GUAGE | 0-5000PSI FLUSH MOUNT MURPHY |  |  |  | OPLFC -A PRESSURE SWITCHES | P | 330.64 | 396.77 | 287.51 | 258.76 | 330.64 | 330.64 | EA | MUR884 | OPLFCR5000
MUR950 | 0 | 0 | LK | 05-096-0156 EXPL PROOF ENCL |  |  |  |  | MURPHY EXPLOSION PROOF ENCLOSURES | P | 0 | 0 | 0 | 0 | 0 | 0 | EA | MUR950 | XLK1030
NIC112 | 0 | 0 | LK | 2 1/2" CHASE NIPPLE |  |  |  |  | CHASE NIPPLES | P | 0 | 0 | 0 | 0 | 0 | 0 | EA | ? | ?
NIC116 | 0 | 62.86 | LK | 4" CHASE NIPPLE |  |  |  |  | CHASE NIPPLES | P | 151.58 | 181.9 | 94.74 | 71.06 | 0 | 160.67 | EA | NIC116 | APPLETON CN-400
NIC116 | 0 | 62.86 | LK | 4" CHASE NIPPLE |  |  |  |  | CHASE NIPPLES | P | 151.58 | 181.9 | 94.74 | 71.06 | 0 | 160.67 | EA | NIC116 | BRIDGEPORT 1111
NIC116 | 0 | 62.86 | LK | 4" CHASE NIPPLE |  |  |  |  | CHASE NIPPLES | P | 151.58 | 181.9 | 94.74 | 71.06 | 0 | 160.67 | EA | NIC116 | CCHC 59
NIC116 | 0 | 62.86 | LK | 4" CHASE NIPPLE |  |  |  |  | CHASE NIPPLES | P | 151.58 | 181.9 | 94.74 | 71.06 | 0 | 160.67 | EA | NIC116 | STL CTY HA410
NIC116 | 0 | 62.86 | LK | 4" CHASE NIPPLE |  |  |  |  | CHASE NIPPLES | P | 151.58 | 181.9 | 94.74 | 71.06 | 0 | 160.67 | EA | NIC116 | T&B 851
NIC116 | 0 | 62.86 | LK | 4" CHASE NIPPLE |  |  |  |  | CHASE NIPPLES | P | 151.58 | 181.9 | 94.74 | 71.06 | 0 | 160.67 | EA | NIC116 | XAN108
NIP178 | 0 | 325 | LK | 1 X 10" NIPPLE | GALV CONDUIT |  |  |  | GALV CONDUIT NIPPLES | P | 959.1 | 1150.92 | 834 | 834 | 900.72 | 1016.65 | C | ? | ?
NIP220 | 0 | 124.0619 | LK | 3/4 X 2 1/2" NIPPLE | GALV CONDUIT |  |  |  | GALV CONDUIT NIPPLES | P | 142.8 | 171.36 | 142.8 | 142 | 243 | 246 | C | ? | ?
NIP308 | 0 | 0 | LK | 1" X 2 1/2" NIPPLE | GALV CONDUIT |  |  |  | GALV CONDUIT NIPPLES | P | 296.4 | 355.68 | 296.4 | 267 | 0 | 366.04 | C | ? | ?
NIP404 | 0 | 0 | LK | 1 1/4 X 3 1/2" NIPPLE | GALV CONDUIT |  |  |  | GALV CONDUIT NIPPLES | P | 0 | 0 | 0 | 0 | 0 | 0 | C | ? | ?
NIP476 | 0 | 0 | LK | 1 1/2" X 3 1/2" NIPPLE | GALV CONDUIT |  |  |  | GALV CONDUIT NIPPLES | P | 0 | 0 | 0 | 0 | 0 | 0 | C | ? | ?
NIP508 | 0 | 649.75 | LK | 1 1/2" X 8" NIPPLE | GALV CONDUIT |  |  |  | GALV CONDUIT NIPPLES | P | 0 | 0 | 0 | 0 | 1365 | 1365 | C | NIP508 | BAK0508
NIP524 | 0 | 0 | LK | 1 1/2" X 12" NIPPLE | GALV CONDUIT |  |  |  | GALV CONDUIT NIPPLES | P | 12.8 | 15.36 | 12.8 | 12 | 0 | 0 | C | ? | ?
NIP548 | 0 | 0 | LK | 2 X 3 1/2" NIPPLE | GALV CONDUIT |  |  |  | GALV CONDUIT NIPPLES | P | 0 | 0 | 0 | 0 | 0 | 0 | C | ? | ?
NIP620 | 0 | 0 | LK | 2 1/2" X 5" NIPPLE | GALV CONDUIT |  |  |  | GALV CONDUIT NIPPLES | P | 0 | 0 | 0 | 0 | 0 | 0 | C | ? | ?
NIP732 | 0 | 0 | LK | 4 X 5" NIPPLE | GALV CONDUIT |  |  |  | GALV CONDUIT NIPPLES | P | 0 | 0 | 0 | 0 | 0 | 0 | C | ? | ?
NUT670 | 0 | 0 | LK | #10-24 ZINC NUT |  |  |  | FAST (100/box)(291/lb) | ZINC NUTS | P | 0 | 0 | 7 | 0 | 0 | 0 | C | NUT670 | QAC1150
OPEA140 | 0 | 0 | LK | N/C CONTACT BLCK, OPERATOR | ALLEN BRADLEY |  |  |  | OPERATORS, ALLEN BRADLEY | P | 0 | 0 | 0 | 0 | 0 | 0 | EA | ? | ?
OPH100 | 0 | 0 | LK | HOA BRACKET, OPERATOR |  |  |  |  | OPERATORS | P | 0 | 0 | 0 | 0 | 0 | 0 | EA | OPH100 | XLK1116
PAN192 | 0 | 375 | LK | 4' X 6' PANEL BOARD |  |  |  |  | PANEL BOARD | P | 1050 | 1250 | 1050 | 1050 | 729 | 3552 | EA | ? | ?
PAN196 | 0 | 430.55 | LK | 4' X 8' PANEL BOARD |  |  |  |  | PANEL BOARD | P | 1350 | 1620 | 1350 | 1350 | 837 | 837 | EA | PAN196 | epic HA181
PIP800 | 0 | 0 | LK | 2 3/8" PIPE OILFIELD TUBING |  |  |  |  | PIPE, OILFIELD TUBING | P | 0 | 0 | 0 | 0 | 0 | 0 | EA | ? | ?
PLA202 | 0 | 0 | LK | 1 GANG RECEPTACLE PLATE | ALL COLORS, PLASTIC |  |  |  | PLATES FOR SWITCHES AND RECP. | P | 4.38 | 5.26 | 4.38 | 3.95 | 0 | 0 | EA | ? | ?
PLA204 | 0 | 0.264 | LK | 1 GANG BLANK PLATE ALL | COLORS, PLASTIC |  |  |  | PLATES FOR SWITCHES AND RECP. | P | 0 | 0 | 0 | 0 | 0.6 | 0.86 | EA | ? | ?
PLA214 | 0 | 1.27 | LK | PLATE ALL COLORS, PLASTIC |  |  |  | PLATE ALL COLORS, PLASTIC | PLATES FOR SWITCHES AND RECP. | P | 3.6 | 4.32 | 3.6 | 3.24 | 4.14 | 0 | EA | ? | ?
PLA216 | 0 | 1.4758 | LK | 2 GANG BLANK PLATE ALL | COLORS, PLASTIC |  |  |  | PLATES FOR SWITCHES AND RECP. | P | 0 | 0 | 0 | 0 | 1.92 | 1.92 | EA | ? | ?
PLA498 | 0 | 0 | LK | "IN USEz" COVER 2-3/4" DEEP | VERTICAL OR HORIZONTAL |  |  | INT WP1100C | WEATHERPROOF PLATES | P | 20.88 | 25.06 | 20.88 | 18.79 | 20.88 | 24.01 | EA | PLA498 | DAK1011
PLA526 | 0 | 4.648 | LK | COVER RECEPTACLE DUP WP 1G |  |  |  | THM CCD | WEATHERPROOF PLATES | P | 0 | 0 | 0 | 0 | 8.91 | 18.72 | EA | PLA526 | DAL1016
PLA528 | 0 | 0 | LK | SWITCH COVER WEATHERPROOF |  |  |  | CRH DS185 | WEATHERPROOF PLATES | P | 0 | 0 | 0 | 0 | 0 | 0 | EA | PLA528 | DAL1021
PLCN100 | 0 | 193.5 | LK | TEMP. AVERAGER PROBE |  |  |  | CAMERON 3L-5507 | INVALCO PROGRAMMABLE CONTROLS | P | 0 | 0 | 317.22 | 0 | 378 | 378 | EA | PLCN100 | JAH2001
PLCN112 | 0 | 0 | LK | 3LTACW0053 TEMP. AVERAGER PROB |  |  |  |  | INVALCO PROGRAMMABLE CONTROLS | P | 0 | 0 | 0 | 0 | 0 | 0 | EA | ? | ?
PLCN124 | 0 | 2506 | LK | TA 500 TEMP. AVERAGER |  |  |  | CAMERON 3L-500BEN | INVALCO PROGRAMMABLE CONTROLS | P | 0 | 0 | 0 | 0 | 4871.66 | 4871.66 | EA | PLCN124 | JAH2010
PLCN136 | 0 | 0 | LK | TA 1000 TEMP. AVERAGER |  |  |  | CAMERON 3L-7604BEN | INVALCO PROGRAMMABLE CONTROLS | P | 0 | 0 | 3521.72 | 0 | 0 | 0 | EA | PLCN136 | JAH2011
PLCO804 | 0 | 1688.6346 | LK | WFDR1F1252 20' PROBE | OLEUMTECH PROGRAMMABLE CONTRO |  |  |  | OLEUMTECH PROGRAMMABLE CONTROLS | P | 0 | 0 | 0 | 0 | 2673.54 | 2673.54 | EA | PLCO804 | XLK342
PLCS308 | 0 | 2071.77 | LK | SIEMENS LR250 HART RADAR |  |  |  |  | SIEMENS PROGRAMMABLE CONTROLS | P | 4063 | 4875.6 | 4063 | 4063 | 4388.04 | 4388.04 | EA | ? | ?
PLCS318 | 0 | 93.75 | LK | PROFIBUS DIN RAIL |  |  |  |  | SIEMENS PROGRAMMABLE CONTROLS | P | 0 | 0 | 0 | 0 | 145.65 | 145.65 | EA | ? | ?
PLCS322 | 0 | 172.5 | LK | PROFIBUS 5A POWER SUPPLY |  |  |  |  | SIEMENS PROGRAMMABLE CONTROLS | P | 0 | 0 | 0 | 0 | 410.4 | 410.4 | EA | ? | ?
PLCS326 | 0 | 174.65 | LK | PROFIBUS TERMINATING RESISTOR |  |  |  |  | SIEMENS PROGRAMMABLE CONTROLS | P | 0 | 0 | 0 | 0 | 389.02 | 389.02 | EA | ? | ?
PLU130 | 0 | 16.762 | LK | 15 AMP FEMALE PLUG W/P |  |  |  |  | EXTENSION CORD PLUGS | P | 0 | 0 | 0 | 0 | 49.95 | 49.95 | EA | ? | ?
PLU136 | 0 | 16.78 | LK | 20 AMP 2P3W FEMALE PLUG |  |  |  |  | EXTENSION CORD PLUGS | P | 0 | 0 | 0 | 0 | 49.9 | 49.9 | EA | ? | ?
PLU401 | 0 | 10.34 | LK | 20A 250V 2P3W CORD PLUG |  |  |  | LEV 620PV | EXTENSION CORD PLUGS | P | 11.26 | 12.39 | 11.26 | 9.57 | 18.99 | 19.834 | EA | PLU401 | COOPER WIRING 4509-BOX
PLU401 | 0 | 10.34 | LK | 20A 250V 2P3W CORD PLUG |  |  |  | LEV 620PV | EXTENSION CORD PLUGS | P | 11.26 | 12.39 | 11.26 | 9.57 | 18.99 | 19.834 | EA | PLU401 | ERICSON 1516P
PLU401 | 0 | 10.34 | LK | 20A 250V 2P3W CORD PLUG |  |  |  | LEV 620PV | EXTENSION CORD PLUGS | P | 11.26 | 12.39 | 11.26 | 9.57 | 18.99 | 19.834 | EA | PLU401 | WOODHEAD 5466YL
PLU403 | 0 | 19.5423 | LK | 20A 125V 2P3W FEMALE CONNECTOR |  |  |  | LEV 5369/P&S PS5369X | EXTENSION CORD PLUGS | P | 43.91 | 52.69 | 42.44 | 42.44 | 0 | 46.54 | EA | PLU403 | COOPER 5369
PLU403 | 0 | 19.5423 | LK | 20A 125V 2P3W FEMALE CONNECTOR |  |  |  | LEV 5369/P&S PS5369X | EXTENSION CORD PLUGS | P | 43.91 | 52.69 | 42.44 | 42.44 | 0 | 46.54 | EA | PLU403 | LEVITON 5369-C
PLU403 | 0 | 19.5423 | LK | 20A 125V 2P3W FEMALE CONNECTOR |  |  |  | LEV 5369/P&S PS5369X | EXTENSION CORD PLUGS | P | 43.91 | 52.69 | 42.44 | 42.44 | 0 | 46.54 | EA | PLU403 | PASS & SEYMOUR PS5369X
PLU403 | 0 | 19.5423 | LK | 20A 125V 2P3W FEMALE CONNECTOR |  |  |  | LEV 5369/P&S PS5369X | EXTENSION CORD PLUGS | P | 43.91 | 52.69 | 42.44 | 42.44 | 0 | 46.54 | EA | PLU403 | WOODHEAD 5369
PLU405 | 0 | 45.26 | LK | 20A 125/250V 3P4W L1420 FEMALE | LOCKING CORD CONNECTOR |  |  | WOD 27W74 ERIC 2420-CW6P | EXTENSION CORD PLUGS | P | 84.18 | 101.02 | 73.2 | 52.8 | 85.86 | 85.86 | EA | PLU405 | BRYANT 27W74BRY
PLU405 | 0 | 45.26 | LK | 20A 125/250V 3P4W L1420 FEMALE | LOCKING CORD CONNECTOR |  |  | WOD 27W74 ERIC 2420-CW6P | EXTENSION CORD PLUGS | P | 84.18 | 101.02 | 73.2 | 52.8 | 85.86 | 85.86 | EA | PLU405 | COOPER L1420CW
PLU405 | 0 | 45.26 | LK | 20A 125/250V 3P4W L1420 FEMALE | LOCKING CORD CONNECTOR |  |  | WOD 27W74 ERIC 2420-CW6P | EXTENSION CORD PLUGS | P | 84.18 | 101.02 | 73.2 | 52.8 | 85.86 | 85.86 | EA | PLU405 | ERICSON 2420-CW6P
PLU405 | 0 | 45.26 | LK | 20A 125/250V 3P4W L1420 FEMALE | LOCKING CORD CONNECTOR |  |  | WOD 27W74 ERIC 2420-CW6P | EXTENSION CORD PLUGS | P | 84.18 | 101.02 | 73.2 | 52.8 | 85.86 | 85.86 | EA | PLU405 | HUBBELL 2413SW
PLU405 | 0 | 45.26 | LK | 20A 125/250V 3P4W L1420 FEMALE | LOCKING CORD CONNECTOR |  |  | WOD 27W74 ERIC 2420-CW6P | EXTENSION CORD PLUGS | P | 84.18 | 101.02 | 73.2 | 52.8 | 85.86 | 85.86 | EA | PLU405 | LEVITON 27W74
PLU405 | 0 | 45.26 | LK | 20A 125/250V 3P4W L1420 FEMALE | LOCKING CORD CONNECTOR |  |  | WOD 27W74 ERIC 2420-CW6P | EXTENSION CORD PLUGS | P | 84.18 | 101.02 | 73.2 | 52.8 | 85.86 | 85.86 | EA | PLU405 | NEMA 14-20R
PLU405 | 0 | 45.26 | LK | 20A 125/250V 3P4W L1420 FEMALE | LOCKING CORD CONNECTOR |  |  | WOD 27W74 ERIC 2420-CW6P | EXTENSION CORD PLUGS | P | 84.18 | 101.02 | 73.2 | 52.8 | 85.86 | 85.86 | EA | PLU405 | WOODHEAD 27W74
PLU410 | 0 | 30.41 | LK | 20A 125/250V 3P4W L1420 MALE | LOCKING CORD PLUG |  |  | WOD 26W74 ERIC 2320PW6P | EXTENSION CORD PLUGS | P | 60.72 | 72.86 | 52.8 | 40.34 | 57.78 | 57.78 | EA | PLU410 | BRYANT 26W74BRY
PLU410 | 0 | 30.41 | LK | 20A 125/250V 3P4W L1420 MALE | LOCKING CORD PLUG |  |  | WOD 26W74 ERIC 2320PW6P | EXTENSION CORD PLUGS | P | 60.72 | 72.86 | 52.8 | 40.34 | 57.78 | 57.78 | EA | PLU410 | COOPER L1420PW
PLU410 | 0 | 30.41 | LK | 20A 125/250V 3P4W L1420 MALE | LOCKING CORD PLUG |  |  | WOD 26W74 ERIC 2320PW6P | EXTENSION CORD PLUGS | P | 60.72 | 72.86 | 52.8 | 40.34 | 57.78 | 57.78 | EA | PLU410 | ERICSON 2320-PW6P
PLU410 | 0 | 30.41 | LK | 20A 125/250V 3P4W L1420 MALE | LOCKING CORD PLUG |  |  | WOD 26W74 ERIC 2320PW6P | EXTENSION CORD PLUGS | P | 60.72 | 72.86 | 52.8 | 40.34 | 57.78 | 57.78 | EA | PLU410 | HUBBELL 2411SW
PLU410 | 0 | 30.41 | LK | 20A 125/250V 3P4W L1420 MALE | LOCKING CORD PLUG |  |  | WOD 26W74 ERIC 2320PW6P | EXTENSION CORD PLUGS | P | 60.72 | 72.86 | 52.8 | 40.34 | 57.78 | 57.78 | EA | PLU410 | LEVITON 26W74
PLU410 | 0 | 30.41 | LK | 20A 125/250V 3P4W L1420 MALE | LOCKING CORD PLUG |  |  | WOD 26W74 ERIC 2320PW6P | EXTENSION CORD PLUGS | P | 60.72 | 72.86 | 52.8 | 40.34 | 57.78 | 57.78 | EA | PLU410 | WOODHEAD 26W74
POL460 | 0 | 945.31 | LK | 60' CLASS 3 POLE |  |  |  |  | POLES | P | 1733.07 | 1993.03 | 1575.52 | 1417.97 | 1531.41 | 1837.05 | EA | ? | ?
POW154 | 0 | 530.5537 | LK | 24VDC/12VDC POWER SUPPLY |  |  |  | PULS UB10.245 | POWER SUPPLY | P | 632 | 758.4 | 632 | 632 | 786.56 | 832.65 | EA | POW154 | PULS UB10.245
POW154 | 0 | 530.5537 | LK | 24VDC/12VDC POWER SUPPLY |  |  |  | PULS UB10.245 | POWER SUPPLY | P | 632 | 758.4 | 632 | 632 | 786.56 | 832.65 | EA | POW154 | UNINTERRUPTIBLE POWER SUPPLY
POW154 | 0 | 530.5537 | LK | 24VDC/12VDC POWER SUPPLY |  |  |  | PULS UB10.245 | POWER SUPPLY | P | 632 | 758.4 | 632 | 632 | 786.56 | 832.65 | EA | POW154 | UPS
PROA502 | 0 | 0 | LK | SIZE 2 MOTOR CIRC PROTECTOR | ALLEN BRADLEY |  |  |  | MOTOR CIRCUIT PROTECTOR ALLEN BRADLEY | P | 0 | 0 | 0 | 0 | 0 | 0 | EA | ? | ?
PROA504 | 0 | 0 | LK | SIZE 3 MOTOR CIRC PROTECTOR | ALLEN BRADLEY |  |  |  | MOTOR CIRCUIT PROTECTOR ALLEN BRADLEY | P | 0 | 0 | 0 | 0 | 0 | 0 | EA | ? | ?
PROA506 | 0 | 0 | LK | SIZE 4 MOTOR CIRC PROTECTOR | ALLEN BRADLEY |  |  |  | MOTOR CIRCUIT PROTECTOR ALLEN BRADLEY | P | 0 | 0 | 0 | 0 | 0 | 0 | EA | ? | ?
PROA508 | 0 | 0 | LK | SIZE 5 MOTOR CIRC PROTECTOR | ALLEN BRADLEY |  |  |  | MOTOR CIRCUIT PROTECTOR ALLEN BRADLEY | P | 0 | 0 | 0 | 0 | 0 | 0 | EA | ? | ?
PROG500 | 0 | 0 | LK | G.E. SIZE 1 MOTOR CIRCUIT | PROTECTOR |  |  |  | MOTOR CIRCUIT PROTECTORS G.E. | P | 0 | 0 | 0 | 0 | 0 | 0 | EA | ? | ?
PROG502 | 0 | 0 | LK | G.E. SIZE 2 MOTOR CIRCUIT | PROTECTOR |  |  |  | MOTOR CIRCUIT PROTECTORS G.E. | P | 0 | 0 | 0 | 0 | 0 | 0 | EA | ? | ?
PROG504 | 0 | 0 | LK | G.E. SIZE 3 MOTOR CIRCUIT | PROTECTOR |  |  |  | MOTOR CIRCUIT PROTECTORS G.E. | P | 0 | 0 | 0 | 0 | 0 | 0 | EA | ? | ?
PROG506 | 0 | 0 | LK | G.E. SIZE 4 MOTOR CIRCUIT | PROTECTOR |  |  |  | MOTOR CIRCUIT PROTECTORS G.E. | P | 0 | 0 | 0 | 0 | 0 | 0 | EA | ? | ?
PROS500 | 0 | 0 | LK | SIEMENS SIZE 1 MOTOR | CIRCUIT PROTECTOR |  |  |  | MOTOR CIRCUIT PROTECTORS - SIEMENS | P | 0 | 0 | 0 | 0 | 0 | 0 | EA | ? | ?
PROS502 | 0 | 0 | LK | SIEMENS SIZE 2 MOTOR | CIRCUIT PROTECTOR |  |  |  | MOTOR CIRCUIT PROTECTORS - SIEMENS | P | 0 | 0 | 0 | 0 | 0 | 0 | EA | PROS502 | XLK1216
PROS504 | 0 | 0 | LK | SIEMENS SIZE 3 MOTOR | CIRCUIT PROTECTOR |  |  | SIEMANS ED63A100 | MOTOR CIRCUIT PROTECTORS - SIEMENS | P | 1288.52 | 1546.22 | 1202.62 | 1202.62 | 0 | 1365.83 | EA | PROS504 | SIEMANS ED63A100
PROS506 | 0 | 0 | LK | SIEMENS SIZE 4 MOTOR | CIRCUIT PROTECTOR |  |  |  | MOTOR CIRCUIT PROTECTORS - SIEMENS | P | 0 | 0 | 0 | 0 | 0 | 0 | EA | ? | ?
PROS508 | 0 | 0 | LK | SIEMENS SIZE 5 MOTOR | CIRCUIT PROTECTOR |  |  |  | MOTOR CIRCUIT PROTECTORS - SIEMENS | P | 0 | 0 | 0 | 0 | 0 | 0 | EA | ? | ?
PVC112 | 0 | 37.18 | LK | 2 1/2" PVC LB CONDULET |  |  |  |  | PVC LB CONDULETS | P | 0 | 0 | 0 | 0 | 56.51 | 56.51 | EA | ? | ?
PVC114 | 0 | 27.22 | LK | 3" PVC LB CONDULET |  |  |  |  | PVC LB CONDULETS | P | 0 | 0 | 0 | 0 | 52.92 | 52.92 | EA | ? | ?
PVC115 | 0 | 0 | LK | 3 1/2" PVC LB CONDULET |  |  |  |  | PVC LB CONDULETS | P | 0 | 0 | 0 | 0 | 0 | 0 | EA | ? | ?
PVC116 | 0 | 34.99 | LK | 4" PVC LB CONDULET |  |  |  | THM E986N | PVC LB CONDULETS | P | 0 | 0 | 0 | 0 | 58.03 | 58.03 | EA | PVC116 | BAD1005
PVC120 | 0 | 0 | LK | 3/4" PVC C CONDULET |  |  |  |  | PVC C CONDULETS | P | 0 | 0 | 0 | 0 | 0 | 0 | EA | ? | ?
PVC122 | 0 | 0 | LK | 1" PVC C CONDULET |  |  |  |  | PVC C CONDULETS | P | 0 | 0 | 0 | 0 | 0 | 0 | EA | ? | ?
PVC124 | 0 | 0 | LK | 1 1/4" PVC C CONDULET |  |  |  |  | PVC C CONDULETS | P | 0 | 0 | 0 | 0 | 0 | 0 | EA | ? | ?
PVC126 | 0 | 0 | LK | 1 1/2" PVC C CONDULET |  |  |  |  | PVC C CONDULETS | P | 0 | 0 | 0 | 0 | 0 | 0 | EA | ? | ?
PVC128 | 0 | 0 | LK | 2" PVC C CONDULET |  |  |  |  | PVC C CONDULETS | P | 0 | 0 | 0 | 0 | 0 | 0 | EA | ? | ?
PVC136 | 0 | 0 | LK | 1 1/4" PVC T CONDULET |  |  |  |  | PVC T CONDULETS | P | 0 | 0 | 0 | 0 | 0 | 0 | EA | ? | ?
PVC140 | 0 | 0 | LK | 2" PVC T CONDULET |  |  |  |  | PVC T CONDULETS | P | 0 | 0 | 0 | 0 | 0 | 0 | EA | ? | ?
PVC148 | 0 | 0 | LK | 1 1/4" PVC BOX ADAPTER |  |  |  | CAR E996G | PVC BOX ADAPTERS | P | 1.14 | 1.37 | 1.14 | 0 | 0 | 1.21 | EA | PVC148 | BAD0409
PVC148 | 0 | 0 | LK | 1 1/4" PVC BOX ADAPTER |  |  |  | CAR E996G | PVC BOX ADAPTERS | P | 1.14 | 1.37 | 1.14 | 0 | 0 | 1.21 | EA | PVC148 | CAR E996G
PVC156 | 0 | 0 | LK | 1" X 1/2" RE BUSHING PVC |  |  |  |  | PVC R.E. BUSHINGS | P | 0 | 0 | 0 | 0 | 0 | 0 | EA | ? | ?
PVC160 | 0 | 0 | LK | 1 1/4" X 1/2" RE BUSHING PVC |  |  |  |  | PVC R.E. BUSHINGS | P | 0 | 0 | 0 | 0 | 0 | 0 | EA | ? | ?
PVC166 | 0 | 0 | LK | 1 1/2" X 1/2" RE BUSHING PVC |  |  |  |  | PVC R.E. BUSHINGS | P | 0 | 0 | 0 | 0 | 0 | 0 | EA | ? | ?
PVC168 | 0 | 0 | LK | 1 1/2" X 3/4" RE BUSHING PVC |  |  |  |  | PVC R.E. BUSHINGS | P | 0 | 0 | 0 | 0 | 0 | 0 | EA | ? | ?
PVC170 | 0 | 0 | LK | 1 1/2" X 1" RE BUSHING PVC |  |  |  |  | PVC R.E. BUSHINGS | P | 0 | 0 | 0 | 0 | 0 | 0 | EA | ? | ?
PVC174 | 0 | 0 | LK | 2" X 3/4" RE BUSHING PVC |  |  |  |  | PVC R.E. BUSHINGS | P | 0 | 0 | 0 | 0 | 0 | 0 | EA | ? | ?
PVC176 | 0 | 0 | LK | 2" X 1" RE BUSHING PVC |  |  |  |  | PVC R.E. BUSHINGS | P | 0 | 0 | 0 | 0 | 0 | 0 | EA | ? | ?
PVC178 | 0 | 0 | LK | 2" X 1 1/4" RE BUSHING PVC |  |  |  |  | PVC R.E. BUSHINGS | P | 0 | 0 | 0 | 0 | 0 | 0 | EA | ? | ?
PVC182 | 0 | 0 | LK | 2 1/2 X 1 1/4 RE BUSHING PVC |  |  |  |  | PVC R.E. BUSHINGS | P | 0 | 0 | 0 | 0 | 0 | 0 | EA | ? | ?
PVC184 | 0 | 0 | LK | 2 1/2 X 1 1/2 RE BUSHING PVC |  |  |  |  | PVC R.E. BUSHINGS | P | 0 | 0 | 0 | 0 | 0 | 0 | EA | ? | ?
PVC186 | 0 | 0 | LK | 2 1/2" X 2" RE BUSHING PVC |  |  |  |  | PVC R.E. BUSHINGS | P | 0 | 0 | 0 | 0 | 0 | 0 | EA | ? | ?
PVC188 | 0 | 0 | LK | 3" X 1 1/4" RE BUSHING PVC |  |  |  |  | PVC R.E. BUSHINGS | P | 0 | 0 | 0 | 0 | 0 | 0 | EA | ? | ?
PVC190 | 0 | 16.6445 | LK | 3" X 1 1/2" RE BUSHING PVC |  |  |  |  | PVC R.E. BUSHINGS | P | 0 | 0 | 0 | 0 | 21.6 | 21.6 | EA | ? | ?
PVC192 | 0 | 0 | LK | 3" X 2" RE BUSHING PVC |  |  |  |  | PVC R.E. BUSHINGS | P | 0 | 0 | 0 | 0 | 0 | 0 | EA | ? | ?
PVC194 | 0 | 0 | LK | 3" X 2 1/2" RE BUSHING PVC |  |  |  |  | PVC R.E. BUSHINGS | P | 0 | 0 | 0 | 0 | 0 | 0 | EA | ? | ?
PVC196 | 0 | 0 | LK | 4" X 3" RE BUSHING PVC |  |  |  |  | PVC R.E. BUSHINGS | P | 0 | 0 | 0 | 0 | 0 | 0 | EA | ? | ?
PVC198 | 0 | 0 | LK | 1/2" PVC ENTRANCE CAP | WEATHERHEAD |  |  |  | PVC ENTR CAP (WEATHERHEAD) | P | 0 | 0 | 0 | 0 | 0 | 0 | EA | ? | ?
PVC204 | 0 | 6.79 | LK | 1 1/4" PVC ENTRANCE CAP | WEATHERHEAD |  |  | CAR E998G | PVC ENTR CAP (WEATHERHEAD) | P | 0 | 0 | 7.62 | 0 | 0 | 0 | EA | PVC204 | BAD0410
PVC204 | 0 | 6.79 | LK | 1 1/4" PVC ENTRANCE CAP | WEATHERHEAD |  |  | CAR E998G | PVC ENTR CAP (WEATHERHEAD) | P | 0 | 0 | 7.62 | 0 | 0 | 0 | EA | PVC204 | CAR EPP6G
PVC206 | 0 | 0 | LK | 1 1/2" PVC ENTRANCE CAP | WEATHERHEAD |  |  |  | PVC ENTR CAP (WEATHERHEAD) | P | 0 | 0 | 0 | 0 | 0 | 0 | EA | ? | ?
PVC210 | 0 | 0 | LK | 2 1/2" PVC ENTRANCE CAP | WEATHERHEAD |  |  |  | PVC ENTR CAP (WEATHERHEAD) | P | 0 | 0 | 0 | 0 | 0 | 0 | EA | ? | ?
PVC216 | 0 | 0 | LK | 1/2" PVC EXPANSION COUPLING |  |  |  |  | PVC EXPANSION COUPLING | P | 0 | 0 | 0 | 0 | 0 | 0 | EA | ? | ?
PVC218 | 0 | 0 | LK | 3/4" PVC EXPANSION COUPLING |  |  |  |  | PVC EXPANSION COUPLING | P | 0 | 0 | 0 | 0 | 0 | 0 | EA | ? | ?
PVC222 | 0 | 0 | LK | 1 1/4" PVC EXPANSION COUPLING |  |  |  |  | PVC EXPANSION COUPLING | P | 0 | 0 | 0 | 0 | 0 | 0 | EA | ? | ?
PVC224 | 0 | 0 | LK | 1 1/2" PVC EXPANSION COUPLING |  |  |  |  | PVC EXPANSION COUPLING | P | 0 | 0 | 0 | 0 | 0 | 0 | EA | ? | ?
ROD150 | 0 | 0 | LK | 1/4" THREADED ROD (ALL THREAD |  |  |  |  | THREADED ROD (ALL THREAD) | P | 0 | 0 | 0 | 0 | 0 | 0 | EA | ? | ?
ROD154 | 0 | 0 | LK | 1/2" THREADED ROD (ALL THREAD |  |  |  |  | THREADED ROD (ALL THREAD) | P | 0 | 0 | 0 | 0 | 0 | 0 | EA | ? | ?
ROD674 | 0 | 26.2296 | LK | 3/4" X 10-FT GROUND ROD |  |  |  | GRD 3/4X10FT CU | GRD RODS | P | 67.7 | 81.24 | 58.87 | 47.1 | 0 | 71.76 | EA | ROD674 | DOTTIE GR3410
ROD674 | 0 | 26.2296 | LK | 3/4" X 10-FT GROUND ROD |  |  |  | GRD 3/4X10FT CU | GRD RODS | P | 67.7 | 81.24 | 58.87 | 47.1 | 0 | 71.76 | EA | ROD674 | RAA3410
SCM308 | 0 | 0.0362 | LK | 6/32 X 1 1/4" ZINC MACHINE | SCREW |  |  |  | ZINC MACHINE SCREWS | P | 0 | 0 | 0 | 0 | 0 | 0.2 | EA | ? | ?
SCM310 | 0 | 0 | LK | 6/32 X 1 1/2" ZINC MACHINE | SCREW |  |  |  | ZINC MACHINE SCREWS | P | 0 | 0 | 0 | 0 | 0 | 0.2 | EA | ? | ?
SCM314 | 0 | 0 | LK | 6/32 X 2 1/2" ZINC MACHINE | SCRW |  |  |  | ZINC MACHINE SCREWS | P | 0 | 0 | 0 | 0 | 0 | 0 | EA | ? | ?
SCM330 | 0 | 0.0748 | LK | 8/32 X 2" ZINC MACHINE SCREW |  |  |  |  | ZINC MACHINE SCREWS | P | 0 | 0 | 0 | 0 | 0.24 | 0.24 | EA | ? | ?
SCM332 | 0 | 0 | LK | 8/32 X 2 1/2" ZINC MACHINE | SCREW |  |  |  | ZINC MACHINE SCREWS | P | 0 | 0 | 0 | 0 | 0 | 0 | EA | ? | ?
SCM334 | 0 | 0 | LK | 8/32 X 3" ZINC MACHINE SCREW |  |  |  |  | ZINC MACHINE SCREWS | P | 0 | 0 | 0 | 0 | 0 | 0 | EA | ? | ?
SCM344 | 0 | 0 | LK | 10/32 X 1 1/4" ZINC | MACHINE SCREW |  |  |  | ZINC MACHINE SCREWS | P | 0 | 0 | 0 | 0 | 0 | 0 | EA | ? | ?
SCM346 | 0 | 0 | LK | 10/32 X 1 1/2" ZINCMACHINE | SCREW |  |  |  | ZINC MACHINE SCREWS | P | 0 | 0 | 0 | 0 | 0 | 0 | EA | ? | ?
SCM348 | 0 | 0 | LK | 10/32 X 2" ZINC MACHINE SCREW |  |  |  |  | ZINC MACHINE SCREWS | P | 0 | 0 | 0 | 0 | 0 | 0 | EA | ? | ?
SCM350 | 0 | 0 | LK | 10/32 X 2 1/2" ZINC | MACHINE SCREW |  |  |  | ZINC MACHINE SCREWS | P | 0 | 0 | 0 | 0 | 0 | 0 | EA | ? | ?
SCM352 | 0 | 0 | LK | 10/32 X 3" ZINC MACHINE SCREW |  |  |  |  | ZINC MACHINE SCREWS | P | 0 | 0 | 0 | 0 | 0 | 0 | EA | ? | ?
SCM360 | 0 | 0.0885 | LK | 1/4 X 1 1/4" ZINC MACHINE | SCREW |  |  |  | ZINC MACHINE SCREWS | P | 0.12 | 0.12 | 0.12 | 0.12 | 0.37 | 0.37 | EA | ? | ?
SCM366 | 0 | 0.1405 | LK | 1/4 X 2 1/2" ZINC MACHINE | SCREW |  |  |  | ZINC MACHINE SCREWS | P | 0.2492 | 0.299 | 0.2492 | 0.2243 | 0.2492 | 0.2638 | EA | ? | ?
SCM372 | 0 | 0 | LK | 5/16 X 3/4" ZINC MACHINE SCRE |  |  |  |  | ZINC MACHINE SCREWS | P | 0 | 0 | 0 | 0 | 0 | 0 | EA | ? | ?
SCM376 | 0 | 0 | LK | 5/16 X 1 1/4" ZINC MACHINE | SCREW |  |  |  | ZINC MACHINE SCREWS | P | 0 | 0 | 0 | 0 | 0 | 0 | EA | ? | ?
SCM380 | 0 | 0 | LK | 5/16 X 2" ZINC MACHINE SCREW |  |  |  |  | ZINC MACHINE SCREWS | P | 0 | 0 | 0 | 0 | 0 | 0 | EA | ? | ?
SCM382 | 0 | 0 | LK | 5/16 X 2 1/2" ZINC MACHINE | SCREW |  |  |  | ZINC MACHINE SCREWS | P | 0 | 0 | 0 | 0 | 0 | 0 | EA | ? | ?
SCM384 | 0 | 0 | LK | 5/16 X 3" ZINC MACHINE SCREW |  |  |  |  | ZINC MACHINE SCREWS | P | 0 | 0 | 0 | 0 | 0 | 0 | EA | ? | ?
SCM396 | 0 | 0 | LK | 3/8 X 2 1/2" ZINC MACHINE | SCREW |  |  |  | ZINC MACHINE SCREWS | P | 0.91 | 1.1 | 0.91 | 0.82 | 0 | 1.06 | EA | ? | ?
SCM398 | 0 | 0 | LK | 3/8 X 3" ZINC MACHINE SCREW |  |  |  |  | ZINC MACHINE SCREWS | P | 84.5 | 101.4 | 84.5 | 85 | 84.5 | 84.5 | C | ? | ?
SCS112 | 0 | 0 | LK | #6 X 3" ZINC G.P. METAL SCREW | PANHEAD/HEX HEAD SELF-DRILL |  |  |  | (PANHEAD, SELF-DRILLING, OR SELF-TAPPING) | P | 0 | 0 | 0 | 0 | 0 | 0 | EA | ? | ?
SCS130 | 0 | 0 | LK | #8 X 2" ZINC G.P. METAL SCREW | PANHEAD/HEX HEAD SELF-DRILL |  |  |  | (PANHEAD, SELF-DRILLING, OR SELF-TAPPING) | P | 0.14 | 0.18 | 0.14 | 0.11 | 0.14 | 0.15 | EA | ? | ?
SCS134 | 0 | 0 | LK | #8 X 3" ZINC G.P. METAL SCREW | PANHEAD/HEX HEAD SELF-DRILL |  |  |  | (PANHEAD, SELF-DRILLING, OR SELF-TAPPING) | P | 0 | 0 | 0 | 0 | 0.14 | 0.15 | EA | ? | ?
SCS156 | 0 | 0 | LK | #10 X 3" ZINC G.P. METAL SCRE | PANHEAD/HEX HEAD SELF-DRILL |  |  |  | (PANHEAD, SELF-DRILLING, OR SELF-TAPPING) | P | 0 | 0 | 0 | 0 | 0.14 | 0.38 | EA | ? | ?
SCS160 | 0 | 0 | LK | #12" X 1/2" ZINC G.P. MTL SC | PANHEAD/HEX HEAD SELF-DRILL |  |  |  | (PANHEAD, SELF-DRILLING, OR SELF-TAPPING) | P | 0 | 0 | 0 | 0 | 0.14 | 0.15 | EA | ? | ?
SCS196 | 0 | 0 | LK | 1/4" X 2" ZINC G.P. MTL SCRW | PANHEAD/HEX HEAD SELF-DRILL |  |  |  | (PANHEAD, SELF-DRILLING, OR SELF-TAPPING) | P | 0.434 | 0.5208 | 0.434 | 0.3906 | 0.434 | 0.75 | EA | ? | ?
SCS198 | 0 | 0 | LK | 5/16 X 1/2" ZINC G.P. MTL SCR | PANHEAD/HEX HEAD SELF-DRILL |  |  |  | (PANHEAD, SELF-DRILLING, OR SELF-TAPPING) | P | 0 | 0 | 0 | 0 | 0 | 0 | EA | ? | ?
SCS200 | 0 | 0 | LK | 5/16 X 3/4" ZINC G.P. MTL SCR | PANHEAD/HEX HEAD SELF-DRILL |  |  |  | (PANHEAD, SELF-DRILLING, OR SELF-TAPPING) | P | 0 | 0 | 0 | 0 | 0 | 0 | EA | ? | ?
SCS202 | 0 | 0.1194 | LK | 5/16 X 1" ZINC G.P. MTL SCRW | PANHEAD/HEX HEAD SELF-DRILL |  |  |  | (PANHEAD, SELF-DRILLING, OR SELF-TAPPING) | P | 0.35 | 0.43 | 0.35 | 0.32 | 0.35 | 0.4 | EA | ? | ?
SCS204 | 0 | 0 | LK | 5/16 X 1 1/4" ZINC GP MTL SCR | PANHEAD/HEX HEAD SELF-DRILL |  |  |  | (PANHEAD, SELF-DRILLING, OR SELF-TAPPING) | P | 0.45 | 0.54 | 0.45 | 0.45 | 0 | 0.48 | EA | ? | ?
SCS206 | 0 | 0 | LK | 5/16 X 1-1/2" ZINC GP MTL SCR | PANHEAD/HEX HEAD SELF-DRILL |  |  |  | (PANHEAD, SELF-DRILLING, OR SELF-TAPPING) | P | 0 | 0 | 0 | 0 | 0 | 0 | EA | ? | ?
SCS208 | 0 | 0 | LK | 5/16 X 2" ZINC G.P. MTL SCRW | PANHEAD/HEX HEAD SELF-DRILL |  |  |  | (PANHEAD, SELF-DRILLING, OR SELF-TAPPING) | P | 0.37 | 0.45 | 0.37 | 0.34 | 0.37 | 0.43 | EA | ? | ?
SCS210 | 0 | 0 | LK | 5/16 X 2 1/2" ZINC GP MTL SCR | PANHEAD/HEX HEAD SELF-DRILL |  |  |  | (PANHEAD, SELF-DRILLING, OR SELF-TAPPING) | P | 0 | 0 | 0 | 0 | 0 | 0 | EA | ? | ?
SCS212 | 0 | 0 | LK | 5/16 X 3" ZINC G.P. MTL SCRW | PANHEAD/HEX HEAD SELF-DRILL |  |  |  | (PANHEAD, SELF-DRILLING, OR SELF-TAPPING) | P | 0 | 0 | 0 | 0 | 0 | 0 | EA | ? | ?
SCS214 | 0 | 0 | LK | 3/8 X 3/4" ZINC GP MTL SCRW | PANHEAD/HEX HEAD SELF-DRILL |  |  |  | (PANHEAD, SELF-DRILLING, OR SELF-TAPPING) | P | 0 | 0 | 0 | 0 | 0 | 0 | EA | ? | ?
SCS216 | 0 | 0 | LK | 3/8 X 1" ZINC G.P. METAL SCRE | PANHEAD/HEX HEAD SELF-DRILL |  |  |  | (PANHEAD, SELF-DRILLING, OR SELF-TAPPING) | P | 0 | 0 | 0 | 0 | 0 | 0 | EA | ? | ?
SCS218 | 0 | 0 | LK | 3/8 X 1-1/4" ZINC GP MTL SCRW | PANHEAD/HEX HEAD SELF-DRILL |  |  |  | (PANHEAD, SELF-DRILLING, OR SELF-TAPPING) | P | 0 | 0 | 0 | 0 | 0 | 0 | EA | ? | ?
SCS224 | 0 | 0 | LK | 3/8 X 2 1/2" ZINC GP MTL SCRW | PANHEAD/HEX HEAD SELF-DRILL |  |  |  | (PANHEAD, SELF-DRILLING, OR SELF-TAPPING) | P | 0 | 0 | 0 | 0 | 0 | 0 | EA | ? | ?
SCS226 | 0 | 0 | LK | 3/8 X 3" ZINC G.P. METAL SCRE | PANHEAD/HEX HEAD SELF-DRILL |  |  |  | (PANHEAD, SELF-DRILLING, OR SELF-TAPPING) | P | 0.53 | 0.63 | 0.44 | 0.44 | 0 | 0.56 | EA | ? | ?
SOK450 | 0 | 0 | LK | SLIMLINE RELAY SOCKET |  |  |  |  | RELAY SOCKETS | P | 0 | 0 | 0 | 0 | 0 | 0 | EA | ? | ?
STI400 | 0 | 0.3986 | LK | 12-10 INSULATED MALE DISCONNEC | 250 SERIES (STAKON) |  |  |  | STAKONS MALE DISCONNECT LUG (INSULATED) | P | 0 | 0 | 0 | 0 | 0 | 0 | EA | STI400 | THM 10RC-250T
STI404 | 0 | 0 | LK | 22-18 INSULATED MALE DISCONNEC | 250 SERIES (STAKON) |  |  |  | STAKONS MALE DISCONNECT LUG (INSULATED) | P | 0 | 0 | 0 | 0 | 0 | 0 | EA | STI404 | THM 18RA-250T
STK290 | 0 | 11.395 | LK | #2/0 STAKON NON-INSULATED | BUTT SPLICE |  |  |  | STAKONS BUTT SPLICES (NON-INSULATED) | P | 0 | 0 | 0 | 0 | 18.63 | 18.95 | EA | ? | ?
STK293 | 0 | 6.2467 | LK | #250 MCM STAKON NON-INSULATED | BUTT SPLICE |  |  |  | STAKONS BUTT SPLICES (NON-INSULATED) | P | 0 | 0 | 0 | 0 | 0 | 0 | EA | ? | ?
STK294 | 0 | 0 | LK | #300 MCM STAKON NON-INSULATED | BUTT SPLICE |  |  |  | STAKONS BUTT SPLICES (NON-INSULATED) | P | 0 | 0 | 0 | 0 | 0 | 0 | EA | ? | ?
STR378 | 0 | 0 | LK | 1 1/2" 1-HOLE STEEL STRAP | RIGID |  |  |  | ONE-HOLE, STEEL, PIPE STRAPS, RIGID | P | 0 | 0 | 0 | 0 | 0 | 0 | EA | ? | ?
STR379 | 0 | 0 | LK | 2" 1 HOLE STEEL STRAP | RIGID |  |  |  | ONE-HOLE, STEEL, PIPE STRAPS, RIGID | P | 0 | 0 | 0 | 0 | 0 | 0 | EA | ? | ?
STR384 | 0 | 0.0838 | LK | 1" 1-HOLE PIPE STRAP EMT |  |  |  | THM TS103 (50/box) | ONE-HOLE PIPE STRAPS, EMT | P | 0 | 0 | 0.36 | 0 | 0.76 | 0.76 | EA | STR384 | BAC0301
STR384 | 0 | 0.0838 | LK | 1" 1-HOLE PIPE STRAP EMT |  |  |  | THM TS103 (50/box) | ONE-HOLE PIPE STRAPS, EMT | P | 0 | 0 | 0.36 | 0 | 0.76 | 0.76 | EA | STR384 | STL CTY TS-103
STR386 | 0 | 0 | LK | 1 1/4" 1-HOLE PIPE STRAP EMT |  |  |  | RACO 2085 | ONE-HOLE PIPE STRAPS, EMT | P | 2.6 | 3.12 | 2.6 | 2.6 | 0 | 2.76 | EA | STR386 | RACO 2085
STR386 | 0 | 0 | LK | 1 1/4" 1-HOLE PIPE STRAP EMT |  |  |  | RACO 2085 | ONE-HOLE PIPE STRAPS, EMT | P | 2.6 | 3.12 | 2.6 | 2.6 | 0 | 2.76 | EA | STR386 | STL CTY TS-104
STR388 | 0 | 0 | LK | 1 1/2" 1-HOLE PIPE STRAP EMT |  |  |  |  | ONE-HOLE PIPE STRAPS, EMT | P | 0 | 0 | 0 | 0 | 0 | 0 | EA | STR388 | STL CTY TS-105
STR390 | 0 | 0 | LK | 2" 1-HOLE PIPE STRAP EMT |  |  |  |  | ONE-HOLE PIPE STRAPS, EMT | P | 3.17 | 3.81 | 2.76 | 2.48 | 2.76 | 3.17 | EA | STR390 | STL CTY TS-106
STR500 | 0 | 0 | LK | 1/2" 2-HOLE PIPE STRAP EMT |  |  |  |  | TWO HOLE, STEEL PIPE STRAPS (EMT) | P | 0.12 | 0.144 | 0.12 | 0.108 | 0.12 | 0.141 | EA | ? | ?
STR502 | 0 | 0 | LK | 3/4" 2-HOLE PIPE STRAP EMT |  |  |  |  | TWO HOLE, STEEL PIPE STRAPS (EMT) | P | 0 | 0 | 0 | 0 | 0 | 0 | EA | ? | ?
STR506 | 0 | 0 | LK | 1 1/4" 2-HOLE PIPE STRAP EMT |  |  |  |  | TWO HOLE, STEEL PIPE STRAPS (EMT) | P | 0 | 0 | 0 | 0 | 0 | 0 | EA | ? | ?
STR508 | 0 | 0 | LK | 1 1/2" 2-HOLE PIPE STRAP EMT |  |  |  |  | TWO HOLE, STEEL PIPE STRAPS (EMT) | P | 2.28 | 2.73 | 1.83 | 1.65 | 0 | 2.42 | EA | ? | ?
STR510 | 0 | 0 | LK | 2" 2-HOLE PIPE STRAP EMT |  |  |  |  | TWO HOLE, STEEL PIPE STRAPS (EMT) | P | 0 | 0 | 0 | 0 | 0 | 0 | EA | ? | ?
STR512 | 0 | 0 | LK | 2 1/2" 2-HOLE PIPE STRAP EMT |  |  |  |  | TWO HOLE, STEEL PIPE STRAPS (EMT) | P | 0 | 0 | 0 | 0 | 0 | 0 | EA | ? | ?
STR514 | 0 | 0 | LK | 3" 2-HOLE PIPE STRAP EMT |  |  |  |  | TWO HOLE, STEEL PIPE STRAPS (EMT) | P | 0 | 0 | 0 | 0 | 0 | 0 | EA | ? | ?
STR516 | 0 | 0 | LK | 4" 2-HOLE PIPE STRAP EMT |  |  |  |  | TWO HOLE, STEEL PIPE STRAPS (EMT) | P | 0 | 0 | 0 | 0 | 0 | 0 | EA | ? | ?
SWI696 | 0 | 0 | LK | BREAKER MECHANISM FOR | FIBERGLASS BOX |  |  |  | DISCONNECT SWITCH PARTS | P | 0 | 0 | 0 | 0 | 0 | 0 | EA | ? | ?
SWL100 | 0 | 640 | LK | CLS200 CAPACITANCE LEVEL SWTCH | 7ML5631 |  |  |  | LEVEL SWITCH, CAPACITANCE | P | 0 | 0 | 0 | 0 | 935 | 935 | EA | ? | ?
SWL102 | 0 | 0 | LK | CLS200 CAPACITANCE LEVEL SWTCH | W/ 3-5 FT CABLE 7ML5631 |  |  |  | LEVEL SWITCH, CAPACITANCE | P | 0 | 0 | 0 | 0 | 0 | 0 | EA | ? | ?
SWT627 | 0 | 1.1605 | LK | 15A TOGGLE SWITCH 3 WAY |  |  |  |  | TOGGLE SWITCHES | P | 0 | 0 | 0 | 0 | 2.32 | 2.32 | EA | ? | ?
SWT630 | 0 | 12.2317 | LK | 20A TOGGLE SWTICH 4 WAY |  |  |  |  | TOGGLE SWITCHES | P | 10.49 | 12.58 | 10.49 | 10.49 | 27.7 | 27.7 | EA | ? | ?
SWTS582 | 0 | 0 | LK | 60A 600V FUSIBLE SAFETY SWITCH | TYPE 12 INDUSTRIAL OUTDOOR |  |  | SIEMANS/ITE HF362J | SIEMENS SAFETY SWITCH, HEAVY DUTY 600V FUSIBLE | P | 0 | 0 | 0 | 0 | 0 | 0 | EA | SWTS582 | EP EFUSE
SWTS582 | 0 | 0 | LK | 60A 600V FUSIBLE SAFETY SWITCH | TYPE 12 INDUSTRIAL OUTDOOR |  |  | SIEMANS/ITE HF362J | SIEMENS SAFETY SWITCH, HEAVY DUTY 600V FUSIBLE | P | 0 | 0 | 0 | 0 | 0 | 0 | EA | SWTS582 | FURNAS
SWTS582 | 0 | 0 | LK | 60A 600V FUSIBLE SAFETY SWITCH | TYPE 12 INDUSTRIAL OUTDOOR |  |  | SIEMANS/ITE HF362J | SIEMENS SAFETY SWITCH, HEAVY DUTY 600V FUSIBLE | P | 0 | 0 | 0 | 0 | 0 | 0 | EA | SWTS582 | FUSIBLE DISCONNECT SWITCH
SWTS582 | 0 | 0 | LK | 60A 600V FUSIBLE SAFETY SWITCH | TYPE 12 INDUSTRIAL OUTDOOR |  |  | SIEMANS/ITE HF362J | SIEMENS SAFETY SWITCH, HEAVY DUTY 600V FUSIBLE | P | 0 | 0 | 0 | 0 | 0 | 0 | EA | SWTS582 | HEAVY DUTY
SWTS582 | 0 | 0 | LK | 60A 600V FUSIBLE SAFETY SWITCH | TYPE 12 INDUSTRIAL OUTDOOR |  |  | SIEMANS/ITE HF362J | SIEMENS SAFETY SWITCH, HEAVY DUTY 600V FUSIBLE | P | 0 | 0 | 0 | 0 | 0 | 0 | EA | SWTS582 | SIEMANS/ITE HF362J
SWTS584 | 0 | 0 | LK | 100A 600V FUSIBLE SAFETY SWTCH | TYPE 12 INDUSTRIAL OUTDOOR |  |  | SIEMANS/ITE HF363J | SIEMENS SAFETY SWITCH, HEAVY DUTY 600V FUSIBLE | P | 0 | 0 | 0 | 0 | 0 | 0 | EA | SWTS584 | EP 3FUSE
SWTS584 | 0 | 0 | LK | 100A 600V FUSIBLE SAFETY SWTCH | TYPE 12 INDUSTRIAL OUTDOOR |  |  | SIEMANS/ITE HF363J | SIEMENS SAFETY SWITCH, HEAVY DUTY 600V FUSIBLE | P | 0 | 0 | 0 | 0 | 0 | 0 | EA | SWTS584 | FURNAS
SWTS584 | 0 | 0 | LK | 100A 600V FUSIBLE SAFETY SWTCH | TYPE 12 INDUSTRIAL OUTDOOR |  |  | SIEMANS/ITE HF363J | SIEMENS SAFETY SWITCH, HEAVY DUTY 600V FUSIBLE | P | 0 | 0 | 0 | 0 | 0 | 0 | EA | SWTS584 | FUSIBLE DISCONNECT SWITCH
SWTS584 | 0 | 0 | LK | 100A 600V FUSIBLE SAFETY SWTCH | TYPE 12 INDUSTRIAL OUTDOOR |  |  | SIEMANS/ITE HF363J | SIEMENS SAFETY SWITCH, HEAVY DUTY 600V FUSIBLE | P | 0 | 0 | 0 | 0 | 0 | 0 | EA | SWTS584 | HEAVY DUTY
SWTS584 | 0 | 0 | LK | 100A 600V FUSIBLE SAFETY SWTCH | TYPE 12 INDUSTRIAL OUTDOOR |  |  | SIEMANS/ITE HF363J | SIEMENS SAFETY SWITCH, HEAVY DUTY 600V FUSIBLE | P | 0 | 0 | 0 | 0 | 0 | 0 | EA | SWTS584 | SAFETY SWITCH
SWTS584 | 0 | 0 | LK | 100A 600V FUSIBLE SAFETY SWTCH | TYPE 12 INDUSTRIAL OUTDOOR |  |  | SIEMANS/ITE HF363J | SIEMENS SAFETY SWITCH, HEAVY DUTY 600V FUSIBLE | P | 0 | 0 | 0 | 0 | 0 | 0 | EA | SWTS584 | SIEMANS/ITE HF363J
SWTS604 | 0 | 134.66 | LK | 60A 600V NON-FUSED SFTY SWITCH | TYPE 12 INDUSTRIAL OUTDOOR |  |  | SIEMANS/FURNAS HNF362J | SIEMENS SAFETY SWITCH NON-FUSIBLE | P | 0 | 0 | 0 | 0 | 0 | 0 | EA | SWTS604 | 3P
SWTS604 | 0 | 134.66 | LK | 60A 600V NON-FUSED SFTY SWITCH | TYPE 12 INDUSTRIAL OUTDOOR |  |  | SIEMANS/FURNAS HNF362J | SIEMENS SAFETY SWITCH NON-FUSIBLE | P | 0 | 0 | 0 | 0 | 0 | 0 | EA | SWTS604 | DISCONNECT SWITCH
SWTS604 | 0 | 134.66 | LK | 60A 600V NON-FUSED SFTY SWITCH | TYPE 12 INDUSTRIAL OUTDOOR |  |  | SIEMANS/FURNAS HNF362J | SIEMENS SAFETY SWITCH NON-FUSIBLE | P | 0 | 0 | 0 | 0 | 0 | 0 | EA | SWTS604 | FURNAS
SWTS604 | 0 | 134.66 | LK | 60A 600V NON-FUSED SFTY SWITCH | TYPE 12 INDUSTRIAL OUTDOOR |  |  | SIEMANS/FURNAS HNF362J | SIEMENS SAFETY SWITCH NON-FUSIBLE | P | 0 | 0 | 0 | 0 | 0 | 0 | EA | SWTS604 | HEAVY DUTY
SWTS604 | 0 | 134.66 | LK | 60A 600V NON-FUSED SFTY SWITCH | TYPE 12 INDUSTRIAL OUTDOOR |  |  | SIEMANS/FURNAS HNF362J | SIEMENS SAFETY SWITCH NON-FUSIBLE | P | 0 | 0 | 0 | 0 | 0 | 0 | EA | SWTS604 | SAFETY SWITCH
SWTS604 | 0 | 134.66 | LK | 60A 600V NON-FUSED SFTY SWITCH | TYPE 12 INDUSTRIAL OUTDOOR |  |  | SIEMANS/FURNAS HNF362J | SIEMENS SAFETY SWITCH NON-FUSIBLE | P | 0 | 0 | 0 | 0 | 0 | 0 | EA | SWTS604 | SIEMANS/ITE HNF362J
SWTS606 | 0 | 0 | LK | 100A 600V NON-FUSED SFTY SWITC | TYPE 12 INDUSTRIAL OUTDOOR |  |  | SIEMANS/FURNAS HNF363J | SIEMENS SAFETY SWITCH NON-FUSIBLE | P | 0 | 0 | 0 | 0 | 0 | 0 | EA | SWTS606 | 3P
SWTS606 | 0 | 0 | LK | 100A 600V NON-FUSED SFTY SWITC | TYPE 12 INDUSTRIAL OUTDOOR |  |  | SIEMANS/FURNAS HNF363J | SIEMENS SAFETY SWITCH NON-FUSIBLE | P | 0 | 0 | 0 | 0 | 0 | 0 | EA | SWTS606 | DISCONNECT SWITCH
SWTS606 | 0 | 0 | LK | 100A 600V NON-FUSED SFTY SWITC | TYPE 12 INDUSTRIAL OUTDOOR |  |  | SIEMANS/FURNAS HNF363J | SIEMENS SAFETY SWITCH NON-FUSIBLE | P | 0 | 0 | 0 | 0 | 0 | 0 | EA | SWTS606 | FURNAS
SWTS606 | 0 | 0 | LK | 100A 600V NON-FUSED SFTY SWITC | TYPE 12 INDUSTRIAL OUTDOOR |  |  | SIEMANS/FURNAS HNF363J | SIEMENS SAFETY SWITCH NON-FUSIBLE | P | 0 | 0 | 0 | 0 | 0 | 0 | EA | SWTS606 | HEAVY DUTY
SWTS606 | 0 | 0 | LK | 100A 600V NON-FUSED SFTY SWITC | TYPE 12 INDUSTRIAL OUTDOOR |  |  | SIEMANS/FURNAS HNF363J | SIEMENS SAFETY SWITCH NON-FUSIBLE | P | 0 | 0 | 0 | 0 | 0 | 0 | EA | SWTS606 | SAFETY SWITCH
SWTS606 | 0 | 0 | LK | 100A 600V NON-FUSED SFTY SWITC | TYPE 12 INDUSTRIAL OUTDOOR |  |  | SIEMANS/FURNAS HNF363J | SIEMENS SAFETY SWITCH NON-FUSIBLE | P | 0 | 0 | 0 | 0 | 0 | 0 | EA | SWTS606 | SIEMANS/ITE HNF363J
TIE431 | 0 | 0 | LK | #4/0 C-NECK PRIMARY | WRAPLOCK TIE |  |  |  | PRIMARY WRAPLOCK TIES | P | 0 | 0 | 0 | 0 | 0 | 0 | EA | ? | ?
TIE442 | 0 | 0 | LK | 477 F - NECK PRIMARY | WRAPLOCK TIE |  |  |  | PRIMARY WRAPLOCK TIES | P | 0 | 0 | 0 | 0 | 0 | 0 | EA | ? | ?
TIE444 | 0 | 0 | LK | 556 F-NECK PRIMARY WRAPLOCK | TIE |  |  |  | PRIMARY WRAPLOCK TIES | P | 0 | 0 | 0 | 0 | 0 | 0 | EA | ? | ?
TIE446 | 0 | 19.95 | LK | 795 F-NECK PRIMARY WRAPLOCK | TIE |  |  |  | PRIMARY WRAPLOCK TIES | P | 29.93 | 35.91 | 29.93 | 29.93 | 32.32 | 32.32 | EA | ? | ?
TRA100 | 0 | 0 | LK | XT-4 TRANSMITTER 4 CHANNEL |  |  |  | XT-4 TRANSMITTER 4 CHANNEL | TRANSMITTERS | P | 0 | 0 | 0 | 0 | 0 | 0 | EA | ? | ?
TRM381 | 0 | 0 | LK | 10 KVA 12000 - 14400 | HV 120/240 LV, 1-PHASE TRANSF |  |  |  | POLE MOUNT TRANSFORMERS | P | 1452 | 1742.4 | 1320 | 1046.71 | 1452 | 1452 | EA | ? | ?
TRM383 | 0 | 0 | LK | 15 KVA 12000 - 14400 | HV, 120/240 LV, 1-PHASE TRANS |  |  |  | POLE MOUNT TRANSFORMERS | P | 1279.31 | 1407.24 | 1163.01 | 1046.71 | 0 | 0 | EA | ? | ?
TRM387 | 0 | 0 | LK | 37.5 KVA 12000 - 14400 | HV, 120/240 LV, 1-PHASE TRANS |  |  |  | POLE MOUNT TRANSFORMERS | P | 2066.24 | 2479.49 | 1878.4 | 1690.56 | 2066.24 | 2066.24 | EA | ? | ?
TRP104 | 0 | 1706.52 | LK | 15 KVA 1 PHASE PANEL | TRANSFORMER |  |  | 15 KVA 1 PHASE PANEL | PANEL TRANS | P | 0 | 0 | 0 | 0 | 3075 | 3075 | EA | ? | ?
TRP106 | 0 | 0 | LK | 20 KVA 1 PHASE PANEL | TRANSFORMER |  |  | 20 KVA 1 PHASE PANEL TRANSF | PANEL TRANS | P | 0 | 0 | 0 | 0 | 0 | 0 | EA | ? | ?
TRP110 | 0 | 0 | LK | 30 KVA 1 PHASE PANEL | TRANSFORMER |  |  | 30 KVA 1 PHASE PANEL TRANSFORM | PANEL TRANS | P | 0 | 0 | 0 | 0 | 0 | 0 | EA | ? | ?
TRS430 | 0 | 0 | LK | 5 KVA 7200 SINGLE BUSHING |  |  |  | CSP TRANSF 1-PHASE NO TAPS | 1-PHASE TRANSF, CSP, NO TAPS, SINGLE BUSHING | P | 0 | 0 | 0 | 0 | 0 | 0 | EA | ? | ?
TUB102 | 0 | 0 | LK | 3/8" STAINLESS UNION |  |  |  |  | STAINLESS TUBING AND FITTINGS | P | 0 | 0 | 0 | 0 | 0 | 0 | EA | ? | ?
TUB104 | 0 | 0 | LK | 3/8" STAINLESS 90 DEGREE ELL |  |  |  |  | STAINLESS TUBING AND FITTINGS | P | 28.67 | 34.4 | 28.67 | 28.67 | 0 | 82.82 | EA | ? | ?
TUB106 | 0 | 0 | LK | 3/8" STAINLESS TEE |  |  |  |  | STAINLESS TUBING AND FITTINGS | P | 72.96 | 87.55 | 60.8 | 57.76 | 72.96 | 72.96 | EA | ? | ?
TYR410 | 0 | 0 | LK | LARGE TY-RAP CABLE TIE | WITH MOUNTING HEAD |  |  |  | TY-RAP (CABLE-TIES) | P | 0 | 0 | 0 | 0 | 0 | 0 | EA | ? | ?
UNI610 | 0 | 0 | LK | 3/8" UNISTRUT CLAMP |  |  |  |  | UNISTRUT PRODUCTS | P | 0 | 0 | 0 | 0 | 0 | 0 | EA | UNI610 | PT142
UNI668 | 0 | 0 | LK | 1/4" NUT AND WASHER | COMBO UNISTRUT |  |  | BLS NW524ZN | UNISTRUT PRODUCTS | P | 4.59 | 5.51 | 4.59 | 3.14 | 4.59 | 4.59 | EA | UNI668 | BAP0041
UNI668 | 0 | 0 | LK | 1/4" NUT AND WASHER | COMBO UNISTRUT |  |  | BLS NW524ZN | UNISTRUT PRODUCTS | P | 4.59 | 5.51 | 4.59 | 3.14 | 4.59 | 4.59 | EA | UNI668 | BLINE NW524-ZN
UNI672 | 0 | 0 | LK | 1/4"" BUZZNUT UNISTRUT |  |  |  | BLINE SLWN1/4ZN OR EQUAL | UNISTRUT PRODUCTS | P | 0 | 0 | 0 | 0 | 0 | 0 | EA | UNI672 | BLINE SLWN1/4ZN
WAF906 | 0 | 0.21 | LK | 1/2" ZINC FENDER WASHER |  |  |  |  | FENDER WASHERS | P | 0.8 | 0.95 | 0.8 | 0.72 | 0.37 | 0.43 | EA | ? | ?
WAS788 | 0 | 0.01 | LK | 3/16" ZINC FLAT WASHER |  |  |  |  | ZINC PLATED FLAT WASHERS | P | 0.09 | 0.11 | 0.09 | 0.09 | 0.1 | 0.1 | EA | ? | ?
WED200 | 0 | 0 | LK | #4 WEDGE CLAMP, FOR TRIPLEX | AND QUADRUPLEX |  |  |  | WEDGE CLAMPS | P | 0 | 0 | 0 | 0 | 0 | 0 | EA | ? | ?
WED202 | 0 | 0 | LK | #2 WEDGE CLAMP, FOR TRIPLEX | AND QUADRUPLEX |  |  |  | WEDGE CLAMPS | P | 0 | 0 | 0 | 0 | 0 | 0 | EA | ? | ?
WED204 | 0 | 0 | LK | #1/0 WEDGE CLAMP, FOR TRIPLEX | AND QUADRUPLEX |  |  |  | WEDGE CLAMPS | P | 0 | 0 | 0 | 0 | 0 | 0 | EA | ? | ?
WEG100 | 0 | 0 | LK | 1/2" GROUNDING WEDGES |  |  |  |  | GROUNDING WEDGES | P | 0 | 0 | 0 | 0 | 0 | 0 | EA | ? | ?
WEG102 | 0 | 5.513 | LK | 3/4" GROUNDING WEDGES |  |  |  |  | GROUNDING WEDGES | P | 0 | 0 | 0 | 0 | 0 | 0 | EA | ? | ?
WEG104 | 0 | 6.4135 | LK | 1" GROUNDING WEDGES |  |  |  |  | GROUNDING WEDGES | P | 0 | 0 | 0 | 0 | 11.77 | 11.77 | EA | ? | ?
WEG106 | 0 | 0 | LK | 1 1/4" GROUNDING WEDGES |  |  |  |  | GROUNDING WEDGES | P | 0 | 0 | 0 | 0 | 0 | 0 | EA | ? | ?
WEG108 | 0 | 8.489 | LK | 1 1/2" GROUNDING WEDGES |  |  |  |  | GROUNDING WEDGES | P | 0 | 0 | 0 | 0 | 15.54 | 15.42 | EA | ? | ?
WEG110 | 0 | 13.4089 | LK | 2" GROUNDING WEDGES |  |  |  | THM 3655 | GROUNDING WEDGES | P | 21.44 | 25.72 | 21.44 | 21.44 | 25.38 | 25.38 | EA | WEG110 | BAA0603
WIA105 | 0 | 208 | LK | #2/0 ACSR WIRE (QUAIL) |  |  |  |  | ACSR | P | 456.67 | 548 | 456.67 | 312 | 336.96 | 336.96 | CWT | ? | ?
WIA110 | 0 | 153 | LK | 397 ACSR WIRE (IBIS) |  |  |  |  | ACSR | P | 229.5 | 275.4 | 229.5 | 230 | 247.86 | 247.86 | CWT | ? | ?
WIA112 | 0 | 156 | LK | 477 ACSR WIRE |  |  |  |  | ACSR | P | 444 | 444 | 532.8 | 444 | 444 | 252.72 | CWT | ? | ?
WIA116 | 0 | 153 | LK | 556 ACSR WIRE |  |  |  |  | ACSR | P | 229.5 | 275.4 | 229.5 | 230 | 247.86 | 247.86 | CWT | ? | ?
WIA120 | 0 | 0 | LK | 795 ACSR WIRE |  |  |  |  | ACSR | P | 0 | 0 | 0 | 0 | 0 | 0 | EA | ? | ?
WIA124 | 0 | 153 | LK | 954 ACSR WIRE |  |  |  |  | ACSR | P | 229.5 | 275.4 | 229.5 | 230 | 247.86 | 247.86 | CWT | ? | ?
WIA210 | 0 | 0 | LK | 4/0 ALUM QUADRAPLEX W/ACSR NEU | (APPALOOSA) |  |  |  | TYPE URD ALUMINUM WIRE | P | 4.52 | 5.42 | 4.11 | 3.29 | 0 | 4.79 | EA | WIA210 | ZW007
WIA220 | 0 | 7850 | LK | 336 ALUMINUM QUADRAPLEX | WIRE WITH ACSR NEUTRAL |  |  |  | TYPE URD ALUMINUM WIRE | P | 11775 | 14130 | 11775 | 11780 | 12717 | 12717 | MFT | ? | ?
WIA306 | 0 | 1988.59 | LK | #4/0 ZUZARA ALUMINUM TRIPLEX | WIRE WITH ACSR NEUTRAL |  |  |  | TYPE URD ALUMINUM WIRE | P | 2982.89 | 3579.46 | 2982.89 | 2980 | 3221.52 | 3221.52 | MFT | ? | ?
WIA407 | 0 | 2.7872 | LK | 4/0-4/0-4/0-2/0 DIRECT BURIAL |  |  |  |  | TYPE URD ALUMINUM WIRE | P | 0 | 0 | 3.77 | 0 | 3.56 | 4.68 | EA | WIA407 | AAD1401
WIA408 | 0 | 3.2819 | LK | #250-3C W/ 3/0 GROUND TYPE URD | DIRECT BURIAL ALUMINUM CABLE |  |  |  | TYPE URD ALUMINUM WIRE | P | 0 | 0 | 0 | 0 | 8.64 | 8.64 | EA | WIA408 | XLK063
WIA430 | 0 | 0 | LK | #4 ALUMINUM TIE WIRE |  |  |  |  | ALUMINUM TIE WIRE | P | 0 | 0 | 0.23 | 0 | 0 | 0 | EA | WIA430 | RAG0700
WIA500 | 0 | 140 | LK | #6 USE/RHH/RHW ALUMINUM WIRE |  |  |  |  | TYPE USE ALUMINUM WIRE | P | 1005 | 1206 | 1005 | 1110 | 270 | 1118.9 | MFT | WIA500 | XLK136
WIA502 | 0 | 0.228 | LK | #4 USE/RHH/RHW ALUMINUM WIRE |  |  |  |  | TYPE USE ALUMINUM WIRE | P | 0 | 0 | 0 | 0 | 0.4 | 2.16 | EA | WIA502 | XLK052
WIA502 | 0 | 0.228 | LK | #4 USE/RHH/RHW ALUMINUM WIRE |  |  |  |  | TYPE USE ALUMINUM WIRE | P | 0 | 0 | 0 | 0 | 0.4 | 2.16 | EA | WIA502 | XLK095
WIA504 | 0 | 0.3128 | LK | #2 USE/RHH/RHW ALUMINUM WIRE |  |  | (1000 foot/roll)(underground) | ALBU USE-RHH-RHW-2BLK-STR-CU | TYPE USE ALUMINUM WIRE | P | 0 | 0 | 0 | 0 | 0.81 | 0.81 | EA | WIA504 | AAB0900
WIA504 | 0 | 0.3128 | LK | #2 USE/RHH/RHW ALUMINUM WIRE |  |  | (1000 foot/roll)(underground) | ALBU USE-RHH-RHW-2BLK-STR-CU | TYPE USE ALUMINUM WIRE | P | 0 | 0 | 0 | 0 | 0.81 | 0.81 | EA | WIA504 | XLK037
WIA504 | 0 | 0.3128 | LK | #2 USE/RHH/RHW ALUMINUM WIRE |  |  | (1000 foot/roll)(underground) | ALBU USE-RHH-RHW-2BLK-STR-CU | TYPE USE ALUMINUM WIRE | P | 0 | 0 | 0 | 0 | 0.81 | 0.81 | EA | WIA504 | XLK299
WIA508 | 0 | 827.52 | LK | #4/0 USE/RHH/RHW ALUMINUM WIRE |  |  |  |  | TYPE USE ALUMINUM WIRE | P | 1500 | 1800 | 1500 | 1500 | 1620 | 0 | MFT | WIA508 | XLK187
WIA510 | 0 | 1214.8571 | LK | #250 MCM USE/RHW ALUMINUM WIRE |  |  |  |  | TYPE USE ALUMINUM WIRE | P | 1875 | 2250 | 1875 | 2250 | 2430 | 2385 | MFT | WIA510 | XLK1240
WIA526 | 0 | 1975.1579 | LK | #500 MCM USE/RHW ALUMINUM WIRE |  |  |  |  | TYPE USE ALUMINUM WIRE | P | 3420 | 4104 | 3420 | 4100 | 4428 | 4346 | MFT | WIA526 | XLK1193
WIC118 | 0 | 11254.9202 | LK | 3/0-3C CU W/GRND 600V ARMORED | CABLE DIRECT BURIAL |  |  |  | CLX OR TEK ARMORED CABLES | P | 24150 | 28980 | 21000 | 18700 | 29000 | 29000 | MFT | WIC118 | CLX
WIC118 | 0 | 11254.9202 | LK | 3/0-3C CU W/GRND 600V ARMORED | CABLE DIRECT BURIAL |  |  |  | CLX OR TEK ARMORED CABLES | P | 24150 | 28980 | 21000 | 18700 | 29000 | 29000 | MFT | WIC118 | TEK
WIC118 | 0 | 11254.9202 | LK | 3/0-3C CU W/GRND 600V ARMORED | CABLE DIRECT BURIAL |  |  |  | CLX OR TEK ARMORED CABLES | P | 24150 | 28980 | 21000 | 18700 | 29000 | 29000 | MFT | WIC118 | XLK001
WIC118 | 0 | 11254.9202 | LK | 3/0-3C CU W/GRND 600V ARMORED | CABLE DIRECT BURIAL |  |  |  | CLX OR TEK ARMORED CABLES | P | 24150 | 28980 | 21000 | 18700 | 29000 | 29000 | MFT | WIC118 | XLK071
WIC124 | 0 | 0 | LK | 4/3C CU W/GRND 600V ARMORED | CABLE DIRECT BURIAL |  |  |  | CLX OR TEK ARMORED CABLES | P | 9056.25 | 10867.5 | 7875 | 6454.69 | 9056.25 | 9056.25 | MFT | WIC124 | CLX
WIC124 | 0 | 0 | LK | 4/3C CU W/GRND 600V ARMORED | CABLE DIRECT BURIAL |  |  |  | CLX OR TEK ARMORED CABLES | P | 9056.25 | 10867.5 | 7875 | 6454.69 | 9056.25 | 9056.25 | MFT | WIC124 | TEK
WIC124 | 0 | 0 | LK | 4/3C CU W/GRND 600V ARMORED | CABLE DIRECT BURIAL |  |  |  | CLX OR TEK ARMORED CABLES | P | 9056.25 | 10867.5 | 7875 | 6454.69 | 9056.25 | 9056.25 | MFT | WIC124 | WIC114
WIC126 | 0 | 3187.7583 | LK | 6/3C CU W/GRND 600V ARMORED | CABLE DIRECT BURIAL |  |  | HWC HW30700603 OR EQUAL | CLX OR TEK ARMORED CABLES | P | 7245 | 8694 | 6300 | 8000 | 8000 | 8000 | MFT | WIC126 | CLX
WIC126 | 0 | 3187.7583 | LK | 6/3C CU W/GRND 600V ARMORED | CABLE DIRECT BURIAL |  |  | HWC HW30700603 OR EQUAL | CLX OR TEK ARMORED CABLES | P | 7245 | 8694 | 6300 | 8000 | 8000 | 8000 | MFT | WIC126 | HW307-00603
WIC126 | 0 | 3187.7583 | LK | 6/3C CU W/GRND 600V ARMORED | CABLE DIRECT BURIAL |  |  | HWC HW30700603 OR EQUAL | CLX OR TEK ARMORED CABLES | P | 7245 | 8694 | 6300 | 8000 | 8000 | 8000 | MFT | WIC126 | TTEK
WIC126 | 0 | 3187.7583 | LK | 6/3C CU W/GRND 600V ARMORED | CABLE DIRECT BURIAL |  |  | HWC HW30700603 OR EQUAL | CLX OR TEK ARMORED CABLES | P | 7245 | 8694 | 6300 | 8000 | 8000 | 8000 | MFT | WIC126 | XLK017
WIC126 | 0 | 3187.7583 | LK | 6/3C CU W/GRND 600V ARMORED | CABLE DIRECT BURIAL |  |  | HWC HW30700603 OR EQUAL | CLX OR TEK ARMORED CABLES | P | 7245 | 8694 | 6300 | 8000 | 8000 | 8000 | MFT | WIC126 | XLK345
WIC128 | 0 | 2972.6382 | LK | 8/3C CU W/GRND 600V ARMORED | CABLE DIRECT BURIAL |  |  | OKONITE 571313190 OR EQUAL | CLX OR TEK ARMORED CABLES | P | 6440 | 7728 | 5600 | 3094.44 | 6440 | 6440 | MFT | WIC128 | 571-31-3190
WIC128 | 0 | 2972.6382 | LK | 8/3C CU W/GRND 600V ARMORED | CABLE DIRECT BURIAL |  |  | OKONITE 571313190 OR EQUAL | CLX OR TEK ARMORED CABLES | P | 6440 | 7728 | 5600 | 3094.44 | 6440 | 6440 | MFT | WIC128 | CLX
WIC128 | 0 | 2972.6382 | LK | 8/3C CU W/GRND 600V ARMORED | CABLE DIRECT BURIAL |  |  | OKONITE 571313190 OR EQUAL | CLX OR TEK ARMORED CABLES | P | 6440 | 7728 | 5600 | 3094.44 | 6440 | 6440 | MFT | WIC128 | TEK
WIC128 | 0 | 2972.6382 | LK | 8/3C CU W/GRND 600V ARMORED | CABLE DIRECT BURIAL |  |  | OKONITE 571313190 OR EQUAL | CLX OR TEK ARMORED CABLES | P | 6440 | 7728 | 5600 | 3094.44 | 6440 | 6440 | MFT | WIC128 | XLK210
WIC130 | 0 | 1758.5805 | LK | 10/4C CU W/GRND 600V ARMORED | CABLE DIRECT BURIAL |  |  | OKONITE 564-33-3504 OR EQUAL | CLX OR TEK ARMORED CABLES | P | 6000 | 7200 | 6000 | 6000 | 6000 | 6000 | MFT | WIC130 | CLX
WIC130 | 0 | 1758.5805 | LK | 10/4C CU W/GRND 600V ARMORED | CABLE DIRECT BURIAL |  |  | OKONITE 564-33-3504 OR EQUAL | CLX OR TEK ARMORED CABLES | P | 6000 | 7200 | 6000 | 6000 | 6000 | 6000 | MFT | WIC130 | EPIC CW067
WIC130 | 0 | 1758.5805 | LK | 10/4C CU W/GRND 600V ARMORED | CABLE DIRECT BURIAL |  |  | OKONITE 564-33-3504 OR EQUAL | CLX OR TEK ARMORED CABLES | P | 6000 | 7200 | 6000 | 6000 | 6000 | 6000 | MFT | WIC130 | HW30701004
WIC130 | 0 | 1758.5805 | LK | 10/4C CU W/GRND 600V ARMORED | CABLE DIRECT BURIAL |  |  | OKONITE 564-33-3504 OR EQUAL | CLX OR TEK ARMORED CABLES | P | 6000 | 7200 | 6000 | 6000 | 6000 | 6000 | MFT | WIC130 | HWC HW307-01004
WIC130 | 0 | 1758.5805 | LK | 10/4C CU W/GRND 600V ARMORED | CABLE DIRECT BURIAL |  |  | OKONITE 564-33-3504 OR EQUAL | CLX OR TEK ARMORED CABLES | P | 6000 | 7200 | 6000 | 6000 | 6000 | 6000 | MFT | WIC130 | OKONITE 546-31-3504
WIC130 | 0 | 1758.5805 | LK | 10/4C CU W/GRND 600V ARMORED | CABLE DIRECT BURIAL |  |  | OKONITE 564-33-3504 OR EQUAL | CLX OR TEK ARMORED CABLES | P | 6000 | 7200 | 6000 | 6000 | 6000 | 6000 | MFT | WIC130 | TEK
WIC130 | 0 | 1758.5805 | LK | 10/4C CU W/GRND 600V ARMORED | CABLE DIRECT BURIAL |  |  | OKONITE 564-33-3504 OR EQUAL | CLX OR TEK ARMORED CABLES | P | 6000 | 7200 | 6000 | 6000 | 6000 | 6000 | MFT | WIC130 | XLK025
WIC132 | 0 | 1490.11 | LK | 10/3C CU W/GRND 600V ARMORED | CABLE DIRECT BURIAL |  |  | OKONITE 546313503 OR EQUAL | CLX OR TEK ARMORED CABLES | P | 4025 | 4830 | 3500 | 2253.66 | 4025 | 4025 | MFT | WIC132 | CLX
WIC132 | 0 | 1490.11 | LK | 10/3C CU W/GRND 600V ARMORED | CABLE DIRECT BURIAL |  |  | OKONITE 546313503 OR EQUAL | CLX OR TEK ARMORED CABLES | P | 4025 | 4830 | 3500 | 2253.66 | 4025 | 4025 | MFT | WIC132 | HWC HW307-01003
WIC132 | 0 | 1490.11 | LK | 10/3C CU W/GRND 600V ARMORED | CABLE DIRECT BURIAL |  |  | OKONITE 546313503 OR EQUAL | CLX OR TEK ARMORED CABLES | P | 4025 | 4830 | 3500 | 2253.66 | 4025 | 4025 | MFT | WIC132 | OKONITE 546-31-3503
WIC132 | 0 | 1490.11 | LK | 10/3C CU W/GRND 600V ARMORED | CABLE DIRECT BURIAL |  |  | OKONITE 546313503 OR EQUAL | CLX OR TEK ARMORED CABLES | P | 4025 | 4830 | 3500 | 2253.66 | 4025 | 4025 | MFT | WIC132 | TEK
WIC132 | 0 | 1490.11 | LK | 10/3C CU W/GRND 600V ARMORED | CABLE DIRECT BURIAL |  |  | OKONITE 546313503 OR EQUAL | CLX OR TEK ARMORED CABLES | P | 4025 | 4830 | 3500 | 2253.66 | 4025 | 4025 | MFT | WIC132 | XLK191
WIC134 | 0 | 0 | LK | 12/16C CU ARMORED CABLE DIRECT | BURIAL |  |  |  | CLX OR TEK ARMORED CABLES | P | 0 | 0 | 0 | 0 | 0 | 0 | MFT | WIC134 | CLX
WIC134 | 0 | 0 | LK | 12/16C CU ARMORED CABLE DIRECT | BURIAL |  |  |  | CLX OR TEK ARMORED CABLES | P | 0 | 0 | 0 | 0 | 0 | 0 | MFT | WIC134 | TEK
WIC134 | 0 | 0 | LK | 12/16C CU ARMORED CABLE DIRECT | BURIAL |  |  |  | CLX OR TEK ARMORED CABLES | P | 0 | 0 | 0 | 0 | 0 | 0 | MFT | WIC134 | XLK164
WIC136 | 0 | 3127.4334 | LK | 12/12C CU W/GRND 600V ARMORED | CABLE DIRECT BURIAL |  |  |  | CLX OR TEK ARMORED CABLES | P | 8550 | 10260 | 8550 | 8550 | 8550 | 8550 | MFT | WIC136 | CLX
WIC136 | 0 | 3127.4334 | LK | 12/12C CU W/GRND 600V ARMORED | CABLE DIRECT BURIAL |  |  |  | CLX OR TEK ARMORED CABLES | P | 8550 | 10260 | 8550 | 8550 | 8550 | 8550 | MFT | WIC136 | TEK
WIC136 | 0 | 3127.4334 | LK | 12/12C CU W/GRND 600V ARMORED | CABLE DIRECT BURIAL |  |  |  | CLX OR TEK ARMORED CABLES | P | 8550 | 10260 | 8550 | 8550 | 8550 | 8550 | MFT | WIC136 | XLK012
WIC138 | 0 | 0 | LK | 12/9C CU ARMORED CABLE DIRECT | BURIAL |  |  |  | CLX OR TEK ARMORED CABLES | P | 7850 | 9420 | 7850 | 7850 | 7850 | 7850 | MFT | WIC138 | CLX
WIC138 | 0 | 0 | LK | 12/9C CU ARMORED CABLE DIRECT | BURIAL |  |  |  | CLX OR TEK ARMORED CABLES | P | 7850 | 9420 | 7850 | 7850 | 7850 | 7850 | MFT | WIC138 | TEK
WIC138 | 0 | 0 | LK | 12/9C CU ARMORED CABLE DIRECT | BURIAL |  |  |  | CLX OR TEK ARMORED CABLES | P | 7850 | 9420 | 7850 | 7850 | 7850 | 7850 | MFT | WIC138 | XLK470
WIC140 | 0 | 2378.9393 | LK | 12/8 CU W/GRND 600V ARMORED | CABLE DIRECT BURIAL |  |  | OKONITE 546313458 OR EQUAL | CLX OR TEK ARMORED CABLES | P | 8000 | 9600 | 8000 | 8000 | 8000 | 8000 | MFT | WIC140 | CLX
WIC140 | 0 | 2378.9393 | LK | 12/8 CU W/GRND 600V ARMORED | CABLE DIRECT BURIAL |  |  | OKONITE 546313458 OR EQUAL | CLX OR TEK ARMORED CABLES | P | 8000 | 9600 | 8000 | 8000 | 8000 | 8000 | MFT | WIC140 | OKONITE 546-31-3458
WIC140 | 0 | 2378.9393 | LK | 12/8 CU W/GRND 600V ARMORED | CABLE DIRECT BURIAL |  |  | OKONITE 546313458 OR EQUAL | CLX OR TEK ARMORED CABLES | P | 8000 | 9600 | 8000 | 8000 | 8000 | 8000 | MFT | WIC140 | TEK
WIC140 | 0 | 2378.9393 | LK | 12/8 CU W/GRND 600V ARMORED | CABLE DIRECT BURIAL |  |  | OKONITE 546313458 OR EQUAL | CLX OR TEK ARMORED CABLES | P | 8000 | 9600 | 8000 | 8000 | 8000 | 8000 | MFT | WIC140 | XLK043
WIC142 | 0 | 1794.0409 | LK | 12/7C CU W/GRND 600V ARMORED | CABLE-DIRECT BURIAL COPPER |  |  |  | CLX OR TEK ARMORED CABLES | P | 7500 | 9000 | 7500 | 7500 | 7500 | 7500 | MFT | WIC142 | CLX
WIC142 | 0 | 1794.0409 | LK | 12/7C CU W/GRND 600V ARMORED | CABLE-DIRECT BURIAL COPPER |  |  |  | CLX OR TEK ARMORED CABLES | P | 7500 | 9000 | 7500 | 7500 | 7500 | 7500 | MFT | WIC142 | TEK
WIC142 | 0 | 1794.0409 | LK | 12/7C CU W/GRND 600V ARMORED | CABLE-DIRECT BURIAL COPPER |  |  |  | CLX OR TEK ARMORED CABLES | P | 7500 | 9000 | 7500 | 7500 | 7500 | 7500 | MFT | WIC142 | XLK003
WIC144 | 0 | 1170.03 | LK | 12/4C CU W/GRND 600V ARMORED | CABLE DIRECT BURIAL |  |  |  | CLX OR TEK ARMORED CABLES | P | 5000 | 6000 | 5000 | 5000 | 5000 | 5000 | MFT | WIC144 | CLX
WIC144 | 0 | 1170.03 | LK | 12/4C CU W/GRND 600V ARMORED | CABLE DIRECT BURIAL |  |  |  | CLX OR TEK ARMORED CABLES | P | 5000 | 6000 | 5000 | 5000 | 5000 | 5000 | MFT | WIC144 | TEK
WIC144 | 0 | 1170.03 | LK | 12/4C CU W/GRND 600V ARMORED | CABLE DIRECT BURIAL |  |  |  | CLX OR TEK ARMORED CABLES | P | 5000 | 6000 | 5000 | 5000 | 5000 | 5000 | MFT | WIC144 | XLK007
WIC146 | 0 | 1331.77 | LK | 12/3C CU W/GRND 600V ARMORED | CABLE DIRECT BURIAL |  |  | OKONITE 546313453 OR EQUAL | CLX OR TEK ARMORED CABLES | P | 3018.75 | 3622.5 | 2625 | 4500 | 4500 | 4500 | MFT | WIC146 | CLX
WIC146 | 0 | 1331.77 | LK | 12/3C CU W/GRND 600V ARMORED | CABLE DIRECT BURIAL |  |  | OKONITE 546313453 OR EQUAL | CLX OR TEK ARMORED CABLES | P | 3018.75 | 3622.5 | 2625 | 4500 | 4500 | 4500 | MFT | WIC146 | EPIC CW007
WIC146 | 0 | 1331.77 | LK | 12/3C CU W/GRND 600V ARMORED | CABLE DIRECT BURIAL |  |  | OKONITE 546313453 OR EQUAL | CLX OR TEK ARMORED CABLES | P | 3018.75 | 3622.5 | 2625 | 4500 | 4500 | 4500 | MFT | WIC146 | OKONITE 546-31-3453
WIC146 | 0 | 1331.77 | LK | 12/3C CU W/GRND 600V ARMORED | CABLE DIRECT BURIAL |  |  | OKONITE 546313453 OR EQUAL | CLX OR TEK ARMORED CABLES | P | 3018.75 | 3622.5 | 2625 | 4500 | 4500 | 4500 | MFT | WIC146 | TEK
WIC146 | 0 | 1331.77 | LK | 12/3C CU W/GRND 600V ARMORED | CABLE DIRECT BURIAL |  |  | OKONITE 546313453 OR EQUAL | CLX OR TEK ARMORED CABLES | P | 3018.75 | 3622.5 | 2625 | 4500 | 4500 | 4500 | MFT | WIC146 | WIC112
WIC146 | 0 | 1331.77 | LK | 12/3C CU W/GRND 600V ARMORED | CABLE DIRECT BURIAL |  |  | OKONITE 546313453 OR EQUAL | CLX OR TEK ARMORED CABLES | P | 3018.75 | 3622.5 | 2625 | 4500 | 4500 | 4500 | MFT | WIC146 | XLK008
WIC148 | 0 | 0 | LK | 14/15C CU ARMORED CABLE DIRECT | BURIAL |  |  |  | CLX OR TEK ARMORED CABLES | P | 8250 | 9900 | 8250 | 8250 | 8250 | 8250 | MFT | WIC148 | CLX
WIC148 | 0 | 0 | LK | 14/15C CU ARMORED CABLE DIRECT | BURIAL |  |  |  | CLX OR TEK ARMORED CABLES | P | 8250 | 9900 | 8250 | 8250 | 8250 | 8250 | MFT | WIC148 | TEK
WIC148 | 0 | 0 | LK | 14/15C CU ARMORED CABLE DIRECT | BURIAL |  |  |  | CLX OR TEK ARMORED CABLES | P | 8250 | 9900 | 8250 | 8250 | 8250 | 8250 | MFT | WIC148 | XLK364
WIC150 | 0 | 3283.549 | LK | 14/12C CU ARMORED CABLE DIRECT | BURIAL |  |  |  | CLX OR TEK ARMORED CABLES | P | 8110 | 9732 | 8110 | 8110 | 8110 | 8110 | MFT | WIC150 | CLX
WIC150 | 0 | 3283.549 | LK | 14/12C CU ARMORED CABLE DIRECT | BURIAL |  |  |  | CLX OR TEK ARMORED CABLES | P | 8110 | 9732 | 8110 | 8110 | 8110 | 8110 | MFT | WIC150 | TEK
WIC150 | 0 | 3283.549 | LK | 14/12C CU ARMORED CABLE DIRECT | BURIAL |  |  |  | CLX OR TEK ARMORED CABLES | P | 8110 | 9732 | 8110 | 8110 | 8110 | 8110 | MFT | WIC150 | XLK002
WIC152 | 0 | 2437.4608 | LK | 14/11C CU W/GRND 600V ARMORED | CABLE DIRECT BURIAL |  |  |  | CLX OR TEK ARMORED CABLES | P | 0 | 0 | 0 | 0 | 8550 | 8550 | MFT | WIC152 | CLX
WIC152 | 0 | 2437.4608 | LK | 14/11C CU W/GRND 600V ARMORED | CABLE DIRECT BURIAL |  |  |  | CLX OR TEK ARMORED CABLES | P | 0 | 0 | 0 | 0 | 8550 | 8550 | MFT | WIC152 | TEK
WIC152 | 0 | 2437.4608 | LK | 14/11C CU W/GRND 600V ARMORED | CABLE DIRECT BURIAL |  |  |  | CLX OR TEK ARMORED CABLES | P | 0 | 0 | 0 | 0 | 8550 | 8550 | MFT | WIC152 | XLK027
WIC156 | 0 | 0 | LK | 14/7C CU 600V ARMORED CABLE | DIRECT BURIAL |  |  | OKONITE 546313007 OR EQUAL | CLX OR TEK ARMORED CABLES | P | 5820.38 | 6984.45 | 5820.38 | 5240 | 5820.38 | 0 | MFT | WIC156 | CLX
WIC156 | 0 | 0 | LK | 14/7C CU 600V ARMORED CABLE | DIRECT BURIAL |  |  | OKONITE 546313007 OR EQUAL | CLX OR TEK ARMORED CABLES | P | 5820.38 | 6984.45 | 5820.38 | 5240 | 5820.38 | 0 | MFT | WIC156 | OKONITE 546-31-3007
WIC156 | 0 | 0 | LK | 14/7C CU 600V ARMORED CABLE | DIRECT BURIAL |  |  | OKONITE 546313007 OR EQUAL | CLX OR TEK ARMORED CABLES | P | 5820.38 | 6984.45 | 5820.38 | 5240 | 5820.38 | 0 | MFT | WIC156 | TEK
WIC156 | 0 | 0 | LK | 14/7C CU 600V ARMORED CABLE | DIRECT BURIAL |  |  | OKONITE 546313007 OR EQUAL | CLX OR TEK ARMORED CABLES | P | 5820.38 | 6984.45 | 5820.38 | 5240 | 5820.38 | 0 | MFT | WIC156 | XLK1031
WIC158 | 0 | 0 | LK | 16/24C (12 PR) CU 600V ARMORED | CABLE DIRECT BURIAL |  |  | HWC HW3051612P OR EQUAL | CLX OR TEK ARMORED CABLES | P | 9760.63 | 11712.75 | 8487.5 | 7235.92 | 9760.63 | 9760.63 | MFT | WIC158 | 561603412
WIC158 | 0 | 0 | LK | 16/24C (12 PR) CU 600V ARMORED | CABLE DIRECT BURIAL |  |  | HWC HW3051612P OR EQUAL | CLX OR TEK ARMORED CABLES | P | 9760.63 | 11712.75 | 8487.5 | 7235.92 | 9760.63 | 9760.63 | MFT | WIC158 | CLX
WIC158 | 0 | 0 | LK | 16/24C (12 PR) CU 600V ARMORED | CABLE DIRECT BURIAL |  |  | HWC HW3051612P OR EQUAL | CLX OR TEK ARMORED CABLES | P | 9760.63 | 11712.75 | 8487.5 | 7235.92 | 9760.63 | 9760.63 | MFT | WIC158 | HWC HW305-1612P
WIC158 | 0 | 0 | LK | 16/24C (12 PR) CU 600V ARMORED | CABLE DIRECT BURIAL |  |  | HWC HW3051612P OR EQUAL | CLX OR TEK ARMORED CABLES | P | 9760.63 | 11712.75 | 8487.5 | 7235.92 | 9760.63 | 9760.63 | MFT | WIC158 | OKONITE 561-60-342
WIC158 | 0 | 0 | LK | 16/24C (12 PR) CU 600V ARMORED | CABLE DIRECT BURIAL |  |  | HWC HW3051612P OR EQUAL | CLX OR TEK ARMORED CABLES | P | 9760.63 | 11712.75 | 8487.5 | 7235.92 | 9760.63 | 9760.63 | MFT | WIC158 | OVERALL SHIELD
WIC158 | 0 | 0 | LK | 16/24C (12 PR) CU 600V ARMORED | CABLE DIRECT BURIAL |  |  | HWC HW3051612P OR EQUAL | CLX OR TEK ARMORED CABLES | P | 9760.63 | 11712.75 | 8487.5 | 7235.92 | 9760.63 | 9760.63 | MFT | WIC158 | SHIELDED PAIRS
WIC158 | 0 | 0 | LK | 16/24C (12 PR) CU 600V ARMORED | CABLE DIRECT BURIAL |  |  | HWC HW3051612P OR EQUAL | CLX OR TEK ARMORED CABLES | P | 9760.63 | 11712.75 | 8487.5 | 7235.92 | 9760.63 | 9760.63 | MFT | WIC158 | TEK
WIC158 | 0 | 0 | LK | 16/24C (12 PR) CU 600V ARMORED | CABLE DIRECT BURIAL |  |  | HWC HW3051612P OR EQUAL | CLX OR TEK ARMORED CABLES | P | 9760.63 | 11712.75 | 8487.5 | 7235.92 | 9760.63 | 9760.63 | MFT | WIC158 | XLK1032
WIC160 | 0 | 2871.63 | LK | 16/16C (8 PR) CU 600V ARMORED | CABLE DIRECT BURIAL |  |  | OKONITE 561603408 OR EQUAL | CLX OR TEK ARMORED CABLES | P | 8855 | 10626 | 7700 | 8550 | 8855 | 8550 | MFT | WIC160 | CLX
WIC160 | 0 | 2871.63 | LK | 16/16C (8 PR) CU 600V ARMORED | CABLE DIRECT BURIAL |  |  | OKONITE 561603408 OR EQUAL | CLX OR TEK ARMORED CABLES | P | 8855 | 10626 | 7700 | 8550 | 8855 | 8550 | MFT | WIC160 | CW004
WIC160 | 0 | 2871.63 | LK | 16/16C (8 PR) CU 600V ARMORED | CABLE DIRECT BURIAL |  |  | OKONITE 561603408 OR EQUAL | CLX OR TEK ARMORED CABLES | P | 8855 | 10626 | 7700 | 8550 | 8855 | 8550 | MFT | WIC160 | CW005
WIC160 | 0 | 2871.63 | LK | 16/16C (8 PR) CU 600V ARMORED | CABLE DIRECT BURIAL |  |  | OKONITE 561603408 OR EQUAL | CLX OR TEK ARMORED CABLES | P | 8855 | 10626 | 7700 | 8550 | 8855 | 8550 | MFT | WIC160 | HW3051608P
WIC160 | 0 | 2871.63 | LK | 16/16C (8 PR) CU 600V ARMORED | CABLE DIRECT BURIAL |  |  | OKONITE 561603408 OR EQUAL | CLX OR TEK ARMORED CABLES | P | 8855 | 10626 | 7700 | 8550 | 8855 | 8550 | MFT | WIC160 | HWC HW305-1608P
WIC160 | 0 | 2871.63 | LK | 16/16C (8 PR) CU 600V ARMORED | CABLE DIRECT BURIAL |  |  | OKONITE 561603408 OR EQUAL | CLX OR TEK ARMORED CABLES | P | 8855 | 10626 | 7700 | 8550 | 8855 | 8550 | MFT | WIC160 | OKONITE 561-60-3408
WIC160 | 0 | 2871.63 | LK | 16/16C (8 PR) CU 600V ARMORED | CABLE DIRECT BURIAL |  |  | OKONITE 561603408 OR EQUAL | CLX OR TEK ARMORED CABLES | P | 8855 | 10626 | 7700 | 8550 | 8855 | 8550 | MFT | WIC160 | OVERALL SHIELD
WIC160 | 0 | 2871.63 | LK | 16/16C (8 PR) CU 600V ARMORED | CABLE DIRECT BURIAL |  |  | OKONITE 561603408 OR EQUAL | CLX OR TEK ARMORED CABLES | P | 8855 | 10626 | 7700 | 8550 | 8855 | 8550 | MFT | WIC160 | SHIELDED PAIRS
WIC160 | 0 | 2871.63 | LK | 16/16C (8 PR) CU 600V ARMORED | CABLE DIRECT BURIAL |  |  | OKONITE 561603408 OR EQUAL | CLX OR TEK ARMORED CABLES | P | 8855 | 10626 | 7700 | 8550 | 8855 | 8550 | MFT | WIC160 | TEK
WIC160 | 0 | 2871.63 | LK | 16/16C (8 PR) CU 600V ARMORED | CABLE DIRECT BURIAL |  |  | OKONITE 561603408 OR EQUAL | CLX OR TEK ARMORED CABLES | P | 8855 | 10626 | 7700 | 8550 | 8855 | 8550 | MFT | WIC160 | XLK019
WIC162 | 0 | 2850.4869 | LK | 16/8C (4 PR) CU 600V ARMORED | CABLE DIRECT BURIAL |  |  | OKONITE 561603404 OR EQUAL | CLX OR TEK ARMORED CABLES | P | 6540.63 | 7848.75 | 5687.5 | 5700 | 6540.63 | 5700 | MFT | WIC162 | CLX
WIC162 | 0 | 2850.4869 | LK | 16/8C (4 PR) CU 600V ARMORED | CABLE DIRECT BURIAL |  |  | OKONITE 561603404 OR EQUAL | CLX OR TEK ARMORED CABLES | P | 6540.63 | 7848.75 | 5687.5 | 5700 | 6540.63 | 5700 | MFT | WIC162 | CW002
WIC162 | 0 | 2850.4869 | LK | 16/8C (4 PR) CU 600V ARMORED | CABLE DIRECT BURIAL |  |  | OKONITE 561603404 OR EQUAL | CLX OR TEK ARMORED CABLES | P | 6540.63 | 7848.75 | 5687.5 | 5700 | 6540.63 | 5700 | MFT | WIC162 | CW003
WIC162 | 0 | 2850.4869 | LK | 16/8C (4 PR) CU 600V ARMORED | CABLE DIRECT BURIAL |  |  | OKONITE 561603404 OR EQUAL | CLX OR TEK ARMORED CABLES | P | 6540.63 | 7848.75 | 5687.5 | 5700 | 6540.63 | 5700 | MFT | WIC162 | HW3051604P
WIC162 | 0 | 2850.4869 | LK | 16/8C (4 PR) CU 600V ARMORED | CABLE DIRECT BURIAL |  |  | OKONITE 561603404 OR EQUAL | CLX OR TEK ARMORED CABLES | P | 6540.63 | 7848.75 | 5687.5 | 5700 | 6540.63 | 5700 | MFT | WIC162 | HWC HW305-1604P
WIC162 | 0 | 2850.4869 | LK | 16/8C (4 PR) CU 600V ARMORED | CABLE DIRECT BURIAL |  |  | OKONITE 561603404 OR EQUAL | CLX OR TEK ARMORED CABLES | P | 6540.63 | 7848.75 | 5687.5 | 5700 | 6540.63 | 5700 | MFT | WIC162 | OKONITE 561-60-3408
WIC162 | 0 | 2850.4869 | LK | 16/8C (4 PR) CU 600V ARMORED | CABLE DIRECT BURIAL |  |  | OKONITE 561603404 OR EQUAL | CLX OR TEK ARMORED CABLES | P | 6540.63 | 7848.75 | 5687.5 | 5700 | 6540.63 | 5700 | MFT | WIC162 | OVERALL SHIELD
WIC162 | 0 | 2850.4869 | LK | 16/8C (4 PR) CU 600V ARMORED | CABLE DIRECT BURIAL |  |  | OKONITE 561603404 OR EQUAL | CLX OR TEK ARMORED CABLES | P | 6540.63 | 7848.75 | 5687.5 | 5700 | 6540.63 | 5700 | MFT | WIC162 | SHIELDED PAIRS
WIC162 | 0 | 2850.4869 | LK | 16/8C (4 PR) CU 600V ARMORED | CABLE DIRECT BURIAL |  |  | OKONITE 561603404 OR EQUAL | CLX OR TEK ARMORED CABLES | P | 6540.63 | 7848.75 | 5687.5 | 5700 | 6540.63 | 5700 | MFT | WIC162 | TEK
WIC162 | 0 | 2850.4869 | LK | 16/8C (4 PR) CU 600V ARMORED | CABLE DIRECT BURIAL |  |  | OKONITE 561603404 OR EQUAL | CLX OR TEK ARMORED CABLES | P | 6540.63 | 7848.75 | 5687.5 | 5700 | 6540.63 | 5700 | MFT | WIC162 | XLK004
WIC164 | 0 | 6110 | LK | 16/6C (3 PR) CU 600V ARMORED | CABLE DIRECT BURIAL |  |  |  | CLX OR TEK ARMORED CABLES | P | 11000 | 13200 | 11000 | 11000 | 11000 | 11000 | MFT | WIC164 | CLX
WIC164 | 0 | 6110 | LK | 16/6C (3 PR) CU 600V ARMORED | CABLE DIRECT BURIAL |  |  |  | CLX OR TEK ARMORED CABLES | P | 11000 | 13200 | 11000 | 11000 | 11000 | 11000 | MFT | WIC164 | OVERALL SHIELD
WIC164 | 0 | 6110 | LK | 16/6C (3 PR) CU 600V ARMORED | CABLE DIRECT BURIAL |  |  |  | CLX OR TEK ARMORED CABLES | P | 11000 | 13200 | 11000 | 11000 | 11000 | 11000 | MFT | WIC164 | PROFIBUS
WIC164 | 0 | 6110 | LK | 16/6C (3 PR) CU 600V ARMORED | CABLE DIRECT BURIAL |  |  |  | CLX OR TEK ARMORED CABLES | P | 11000 | 13200 | 11000 | 11000 | 11000 | 11000 | MFT | WIC164 | SHIELDED PAIRS
WIC164 | 0 | 6110 | LK | 16/6C (3 PR) CU 600V ARMORED | CABLE DIRECT BURIAL |  |  |  | CLX OR TEK ARMORED CABLES | P | 11000 | 13200 | 11000 | 11000 | 11000 | 11000 | MFT | WIC164 | TEK
WIC164 | 0 | 6110 | LK | 16/6C (3 PR) CU 600V ARMORED | CABLE DIRECT BURIAL |  |  |  | CLX OR TEK ARMORED CABLES | P | 11000 | 13200 | 11000 | 11000 | 11000 | 11000 | MFT | WIC164 | XLK998
WIC205 | 0 | 0 | LK | #10/4 DIRECT BURIAL CABLE |  |  |  | HWC 10/4C-VNTC-600V | DIRECT BURIAL CABLES (SDT) | P | 2540 | 3048 | 2540 | 2540 | 2540 | 2540 | MFT | WIC205 | AAW0404
WIC298 | 0 | 238.8863 | LK | #14/2 NM CABLE (ROMEX) |  |  |  | (250 foot/roll) | ROMEX CABLE | P | 500 | 600 | 500 | 500 | 540 | 540 | MFT | WIC298 | AAJ0202
WIC298 | 0 | 238.8863 | LK | #14/2 NM CABLE (ROMEX) |  |  |  | (250 foot/roll) | ROMEX CABLE | P | 500 | 600 | 500 | 500 | 540 | 540 | MFT | WIC298 | XLK066
WIC300 | 0 | 0.3065 | LK | #14/3 NM CABLE (ROMEX) |  |  |  |  | ROMEX CABLE | P | 0 | 0 | 0 | 0 | 0.56 | 0.62 | EA | WIC300 | XLK074
WIC302 | 0 | 0.3406 | LK | #12/2 NM CABLE (ROMEX) |  |  |  |  | ROMEX CABLE | P | 0 | 0 | 0 | 0 | 0.65 | 0.7 | EA | WIC302 | XLK014
WIC304 | 0 | 0 | LK | #12/3 NM CABLE (ROMEX) |  |  |  |  | ROMEX CABLE | P | 0 | 0 | 0 | 0 | 0.86 | 0.92 | EA | WIC304 | XLK049
WIC306 | 0 | 0.5193 | LK | #10/2 NM CABLE (ROMEX) |  |  |  |  | ROMEX CABLE | P | 0 | 0 | 0 | 0 | 1.26 | 1.25 | EA | WIC306 | XLK044
WIC308 | 0 | 0.752 | LK | #10/3 NM CABLE (ROMEX) |  |  |  | (250 foot/roll) | ROMEX CABLE | P | 1290 | 1548 | 1290 | 1290 | 1.39 | 1329 | MFT | WIC308 | AAJ0403
WIC308 | 0 | 0.752 | LK | #10/3 NM CABLE (ROMEX) |  |  |  | (250 foot/roll) | ROMEX CABLE | P | 1290 | 1548 | 1290 | 1290 | 1.39 | 1329 | MFT | WIC308 | XLK145
WIC310 | 0 | 1847.04 | LK | #6/3 NM CABLE (ROMEX) |  |  |  | (500 foot/roll) | ROMEX CABLE | P | 3065.25 | 3678.3 | 3065.25 | 3070 | 3261.6 | 3261.6 | MFT | WIC310 | AAJ0603
WIC310 | 0 | 1847.04 | LK | #6/3 NM CABLE (ROMEX) |  |  |  | (500 foot/roll) | ROMEX CABLE | P | 3065.25 | 3678.3 | 3065.25 | 3070 | 3261.6 | 3261.6 | MFT | WIC310 | XLK138
WIC400 | 0 | 0.3815 | LK | #12/2 UF CABLE |  |  |  |  | UF CABLE | P | 0 | 0 | 0 | 0 | 0.83 | 1450 | EA | WIC400 | XLK050
WIC400 | 0 | 0.3815 | LK | #12/2 UF CABLE |  |  |  |  | UF CABLE | P | 0 | 0 | 0 | 0 | 0.83 | 1450 | EA | WIC400 | XLK160
WIC402 | 0 | 519.14 | LK | #12/3 UF CABLE |  |  |  |  | UF CABLE | P | 950 | 1140 | 950 | 950 | 1026 | 1026 | MFT | WIC402 | XLK021
WIC404 | 0 | 596.6766 | LK | #10/2 UF CABLE |  |  |  | NMUF UF-10/2-CU-WG-250CN | UF CABLE | P | 0 | 0 | 1050 | 0 | 1026 | 1026 | MFT | WIC404 | AAK0402
WIC404 | 0 | 596.6766 | LK | #10/2 UF CABLE |  |  |  | NMUF UF-10/2-CU-WG-250CN | UF CABLE | P | 0 | 0 | 1050 | 0 | 1026 | 1026 | MFT | WIC404 | XLK079
WIC406 | 0 | 0 | LK | #10/3 UF CABLE |  |  |  |  | UF CABLE | P | 0 | 0 | 0 | 0 | 1.83 | 1.83 | EA | WIC406 | XLK056
WIC420 | 0 | 13.72 | LK | #14 - #8 UF SPLICE KIT |  |  |  |  | UF CABLE | P | 0 | 0 | 0 | 0 | 29.16 | 29.16 | EA | WIC420 | XLK945
WIC450 | 0 | 970 | LK | #10 DLO CABLE |  |  |  |  | DLO CABLE | P | 0 | 0 | 0 | 0 | 1890 | 1890 | MFT | WIC450 | XLK1203
WIC500 | 0 | 2991.6667 | LK | #1/0 DLO CABLE |  |  |  | (1000 foot/roll) | DLO CABLE | P | 8330 | 9996 | 8330 | 8330 | 8996.4 | 8996.4 | MFT | WIC500 | AAP1100
WIC502 | 0 | 0 | LK | 444 DLO CABLE |  |  |  |  | DLO CABLE | P | 30300 | 36360 | 30300 | 30300 | 32724 | 32724 | MFT | WIC502 | AAP0444
WIC504 | 0 | 0 | LK | 535 DLO CABLE |  |  |  |  | DLO CABLE | P | 15732.5 | 18879 | 15732.5 | 13372.62 | 36331.2 | 36331.2 | MFT | WIC504 | AAP0535
WIC600 | 0 | 1196.3 | LK | #6 CATHODIC CABLE |  |  |  | HWC 00600601 | CATHODIC CABLE | P | 1980 | 2376 | 1980 | 1980 | 2138.4 | 2138.4 | MFT | WIC600 | AAV0600
WIC602 | 0 | 1674.2 | LK | #4 CATHODIC CABLE |  |  |  | HWC 00600401 | CATHODIC CABLE | P | 3300 | 3960 | 3300 | 3300 | 3564 | 3564 | MFT | WIC602 | AAV0700
WIC604 | 0 | 2517.07 | LK | #2 CATHODIC CABLE |  |  |  |  | CATHODIC CABLE | P | 3225 | 3870 | 3225 | 3230 | 3483 | 3483 | MFT | ? | ?
WIC700 | 0 | 0.0619 | LK | COAXIAL COMMUNICATIONS CABLE |  |  |  |  | COMMUNICATIONS CABLE | P | 0 | 0 | 0 | 0 | 0 | 0 | EA | ? | ?
WIC702 | 0 | 123.5742 | LK | 24/8 (4PR) CAT5 COMMUNICATION | CABLE |  |  | TELW 4PR/24CMR-CAT5E BLUE | COMMUNICATIONS CABLE | P | 260 | 312 | 260 | 260 | 255 | 500 | MFT | WIC702 | AAT0002
WIC702 | 0 | 123.5742 | LK | 24/8 (4PR) CAT5 COMMUNICATION | CABLE |  |  | TELW 4PR/24CMR-CAT5E BLUE | COMMUNICATIONS CABLE | P | 260 | 312 | 260 | 260 | 255 | 500 | MFT | WIC702 | TELW 4PR/24CMR-CAT5E BLUE
WIC702 | 0 | 123.5742 | LK | 24/8 (4PR) CAT5 COMMUNICATION | CABLE |  |  | TELW 4PR/24CMR-CAT5E BLUE | COMMUNICATIONS CABLE | P | 260 | 312 | 260 | 260 | 255 | 500 | MFT | WIC702 | WIC702
WIC702 | 0 | 123.5742 | LK | 24/8 (4PR) CAT5 COMMUNICATION | CABLE |  |  | TELW 4PR/24CMR-CAT5E BLUE | COMMUNICATIONS CABLE | P | 260 | 312 | 260 | 260 | 255 | 500 | MFT | WIC702 | XLK041
WIC704 | 0 | 169.1 | LK | CAT 6 COMMUNICATIONS CABLE |  |  |  |  | COMMUNICATIONS CABLE | P | 650 | 780 | 650 | 650 | 702 | 650 | MFT | WIC704 | XLK231
WIC706 | 0 | 0 | LK | PHONE HANDSET CORD | (COMMUNICATION) |  |  |  | COMMUNICATIONS CABLE | P | 0 | 0 | 0 | 0 | 0 | 0 | EA | ? | ?
WIC708 | 0 | 0 | LK | RG-6 CONNECTORS TWIST OR CRIMP | (COMMUNICATION) |  |  |  | COMMUNICATIONS CABLE | P | 0 | 0 | 0 | 0 | 0 | 0 | EA | ? | ?
WIC710 | 0 | 0.2443 | LK | MODULAR PLUG 8 POSITION | (COMMUNICATION) |  |  | IDE 86-396 RJ45 (100/bag) | COMMUNICATIONS CABLE | P | 1.01 | 1.21 | 1.01 | 1.01 | 1.09 | 1.12 | EA | WIC710 | GAN0006
WIC710 | 0 | 0.2443 | LK | MODULAR PLUG 8 POSITION | (COMMUNICATION) |  |  | IDE 86-396 RJ45 (100/bag) | COMMUNICATIONS CABLE | P | 1.01 | 1.21 | 1.01 | 1.01 | 1.09 | 1.12 | EA | WIC710 | XLK170
WIC712 | 0 | 2.25 | LK | DB25M TO RJ45 MALE ADAPTER | (COMMUNICATION) |  |  |  | COMMUNICATIONS CABLE | P | 3.38 | 4.05 | 3.38 | 3.38 | 3.65 | 3.65 | EA | ? | ?
WIC714 | 0 | 2.31 | LK | DB9F TO RJ45 FEMALE ADAPTER | (COMMUNICATION) |  |  |  | COMMUNICATIONS CABLE | P | 3.47 | 4.16 | 3.47 | 3.47 | 23.76 | 23.76 | EA | ? | ?
WIC716 | 0 | 2.31 | LK | DB9M TO RJ45 MALE ADAPTER | (COMMUNICATION) |  |  |  | COMMUNICATIONS CABLE | P | 6.96 | 8.36 | 6.96 | 6.27 | 8.01 | 3.74 | EA | ? | ?
WIC718 | 0 | 1051.2291 | LK | 19/6 TELEPHONE COMMUNICATION | WIRE |  |  |  | COMMUNICATIONS CABLE | P | 2200 | 2640 | 2200 | 2200 | 2376 | 2376 | MFT | WIC718 | XLK011
WIC720 | 0 | 5000 | LK | MODBUS COMMUNICATION CABLE |  |  |  |  | COMMUNICATIONS CABLE | P | 9000 | 10800 | 9000 | 9000 | 9720 | 9720 | MFT | WIC720 | XLK028
WIC722 | 0 | 5 | LK | PROFIBUS COMMUNICATION CABLE |  |  |  |  | COMMUNICATIONS CABLE | P | 0 | 0 | 0 | 0 | 8.64 | 9 | EA | WIC722 | XLK078
WIC722 | 0 | 5 | LK | PROFIBUS COMMUNICATION CABLE |  |  |  |  | COMMUNICATIONS CABLE | P | 0 | 0 | 0 | 0 | 8.64 | 9 | EA | WIC722 | XLK173
WIC800 | 0 | 0 | LK | #1/0 WELDING CABLE |  |  |  |  | WELIDNG CABLE | P | 0 | 0 | 0 | 0 | 0 | 0 | EA | ? | ?
WIC802 | 0 | 0 | LK | #2 WELDING CABLE (PER FT) |  |  |  |  | WELIDNG CABLE | P | 4 | 4.8 | 3.33 | 3 | 4 | 4 | EA | ? | ?
WIC804 | 0 | 1.2215 | LK | #4 WELDING CABLE |  |  |  |  | WELIDNG CABLE | P | 0 | 0 | 0 | 0 | 2.38 | 2.37 | EA | ? | ?
WIC850 | 0 | 0.4536 | LK | #12/2 MC CABLE |  |  |  |  | MC CABLE | P | 0.67 | 0.81 | 0.67 | 0.67 | 0.81 | 0.81 | EA | WIC850 | XLK016
WIC852 | 0 | 0.756 | LK | #12/3 MC CABLE |  |  |  |  | MC CABLE | P | 0 | 0 | 0 | 0 | 1.35 | 1.45 | EA | WIC852 | XLK077
WIC852 | 0 | 0.756 | LK | #12/3 MC CABLE |  |  |  |  | MC CABLE | P | 0 | 0 | 0 | 0 | 1.35 | 1.45 | EA | WIC852 | XLK084
WIC856 | 0 | 0 | LK | #14/3 FIXTURE WHIP MC CABLE |  |  |  | FLX 14/3 SOL LOCK-NUT | MC CABLE | P | 10.59 | 12.71 | 10.59 | 0 | 0 | 10.59 | EA | WIC856 | BAH0000
WIC856 | 0 | 0 | LK | #14/3 FIXTURE WHIP MC CABLE |  |  |  | FLX 14/3 SOL LOCK-NUT | MC CABLE | P | 10.59 | 12.71 | 10.59 | 0 | 0 | 10.59 | EA | WIC856 | XLK1245
WIC870 | 0 | 0.0975 | LK | RED ANTI-SHORT BUSHING MC | CABLE |  |  |  | MC CABLE | P | 0 | 0 | 0 | 0 | 0 | 0.18 | EA | WIC870 | XLK989
WIE584 | 0 | 1550 | LK | #1/0 5 KV EPR NON-SHIELDED | CABLE |  |  |  | EPR NON SHIELDED CABLE | P | 2325 | 2790 | 2325 | 2330 | 2511 | 2464.5 | MFT | WIE584 | XC135
WIE586 | 0 | 0 | LK | #4/0 5 KV EPR NON SHIELDED | CABLE |  |  |  | EPR NON SHIELDED CABLE | P | 0 | 0 | 0 | 0 | 0 | 0 | EA | WIE586 | XHW059
WIE600 | 0 | 0 | LK | #4 2.4 KV EPR NON SHIELDED | CABLE |  |  |  | EPR NON SHIELDED CABLE | P | 0 | 0 | 0 | 0 | 0 | 0 | EA | ? | ?
WIE602 | 0 | 0 | LK | #2 2.4 KV EPR NON SHIELDED | CABLE |  |  |  | EPR NON SHIELDED CABLE | P | 0 | 0 | 0 | 0 | 0 | 0 | EA | ? | ?
WIE604 | 0 | 0 | LK | #1/0 2.4 KV EPR NON SHIELDED | CABLE |  |  |  | EPR NON SHIELDED CABLE | P | 0 | 0 | 0 | 0 | 0 | 0 | EA | ? | ?
WIG560 | 0 | 230 | LK | 1/4" GUY WIRE S. M. |  |  |  |  | GUY WIRE | P | 345 | 414 | 345 | 350 | 372.6 | 372.6 | MFT | ? | ?
WIG564 | 0 | 0 | LK | 1/2" GUY WIRE S. M. |  |  |  |  | GUY WIRE | P | 1522.5 | 1872 | 1305 | 1100 | 0 | 1613.85 | MFT | ? | ?
WIH650 | 0 | 0.3195 | LK | #12 HIGH TEMP WIRE 12SF-2 |  |  |  |  | HIGH TEMPERATURE WIRE | P | 0 | 0 | 0 | 0 | 0.81 | 0.85 | EA | WIH650 | XLK112
WIH650 | 0 | 0.3195 | LK | #12 HIGH TEMP WIRE 12SF-2 |  |  |  |  | HIGH TEMPERATURE WIRE | P | 0 | 0 | 0 | 0 | 0.81 | 0.85 | EA | WIH650 | XLK123
WIO100 | 0 | 0 | LK | #18/2 SOOW CORD |  |  |  | (1000 foot/roll) | SOOW CORD | P | 320 | 384 | 320 | 320 | 345.6 | 345.6 | EA | WIO100 | AAR0002
WIO102 | 0 | 430 | LK | #16/2 SOOW CORD |  |  |  | (250foot/roll) | SOOW CORD | P | 680 | 816 | 680 | 680 | 734.4 | 734.4 | MFT | WIO102 | AAR0102
WIO104 | 0 | 487.7952 | LK | #16/3 SOOW CORD |  |  |  | (250 foot/roll) | SOOW CORD | P | 670 | 810 | 670 | 0 | 1242 | 1242 | MFT | WIO104 | AAR0103
WIO104 | 0 | 487.7952 | LK | #16/3 SOOW CORD |  |  |  | (250 foot/roll) | SOOW CORD | P | 670 | 810 | 670 | 0 | 1242 | 1242 | MFT | WIO104 | XLK169
WIO110 | 0 | 1149.5 | LK | #12/4 SOOW CORD |  |  |  | (1000 foot/roll) | SOOW CORD | P | 1755 | 2106 | 1755 | 1760 | 1895.4 | 1895.4 | MFT | WIO110 | AAR0304
WIO112 | 0 | 1.179 | LK | #10/3 SOOW CORD |  |  |  | (250 foot/roll) | SOOW CORD | P | 2.48 | 2.97 | 2.48 | 2.23 | 2.48 | 2.85 | EA | WIO112 | 10/3 VUTRON SO CORD
WIO112 | 0 | 1.179 | LK | #10/3 SOOW CORD |  |  |  | (250 foot/roll) | SOOW CORD | P | 2.48 | 2.97 | 2.48 | 2.23 | 2.48 | 2.85 | EA | WIO112 | AAR0403
WIO112 | 0 | 1.179 | LK | #10/3 SOOW CORD |  |  |  | (250 foot/roll) | SOOW CORD | P | 2.48 | 2.97 | 2.48 | 2.23 | 2.48 | 2.85 | EA | WIO112 | XLK157
WIO114 | 0 | 1.4653 | LK | #10/4 SOOW CORD |  |  | (250 foot/roll) | SO 10/4-250 SOW CORD | SOOW CORD | P | 2.044 | 2.45 | 2.044 | 2.044 | 3.24 | 3.24 | EA | WIO114 | AAR0404
WIO114 | 0 | 1.4653 | LK | #10/4 SOOW CORD |  |  | (250 foot/roll) | SO 10/4-250 SOW CORD | SOOW CORD | P | 2.044 | 2.45 | 2.044 | 2.044 | 3.24 | 3.24 | EA | WIO114 | XLK039
WIO118 | 0 | 1940.4 | LK | #8/3 SOOW CORD |  |  |  |  | SOOW CORD | P | 2640 | 3168 | 2640 | 2640 | 2851.2 | 2851.2 | MFT | WIO118 | XLK110
WIO120 | 0 | 1998 | LK | #8/4 SOOW CORD |  |  | (1000 foot/roll) | SO 8/4 BLK SOW CORD | SOOW CORD | P | 5000 | 6000 | 5000 | 5000 | 5400 | 5400 | MFT | WIO120 | AAR0504
WIO120 | 0 | 1998 | LK | #8/4 SOOW CORD |  |  | (1000 foot/roll) | SO 8/4 BLK SOW CORD | SOOW CORD | P | 5000 | 6000 | 5000 | 5000 | 5400 | 5400 | MFT | WIO120 | XLK156
WIO121 | 0 | 3135.2 | LK | #6/4 SOOW CORD |  |  | (1000 foot/roll) | SO 6/4-1000 SOW CORD | SOOW CORD | P | 5820 | 6984 | 5820 | 5820 | 6285.6 | 6285.6 | MFT | WIO121 | AAR0604
WIO121 | 0 | 3135.2 | LK | #6/4 SOOW CORD |  |  | (1000 foot/roll) | SO 6/4-1000 SOW CORD | SOOW CORD | P | 5820 | 6984 | 5820 | 5820 | 6285.6 | 6285.6 | MFT | WIO121 | XLK163
WIO126 | 0 | 4.485 | LK | #4/4 SOOW CORD |  |  | (500 foot/roll) | SO 4/4-500 SOW CORD | SOOW CORD | P | 0 | 0 | 0 | 0 | 10.37 | 10.37 | EA | WIO126 | AAR0704
WIO126 | 0 | 4.485 | LK | #4/4 SOOW CORD |  |  | (500 foot/roll) | SO 4/4-500 SOW CORD | SOOW CORD | P | 0 | 0 | 0 | 0 | 10.37 | 10.37 | EA | WIO126 | XLK139
WIO140 | 0 | 8669.1636 | LK | #2/4 SOOW CORD |  |  |  |  | SOOW CORD | P | 18310 | 21972 | 18310 | 18310 | 19774.8 | 19774.8 | MFT | WIO140 | XLK030
WIO180 | 0 | 0 | LK | #10/3 VUTRON RUBBER CORD |  |  |  |  | SOOW CORD | P | 0 | 0 | 0 | 0 | 0 | 0 | EA | ? | ?
WIO200 | 0 | 22.19 | LK | RANGE CORD 50A 250V 6FT |  |  |  | CACS 05606-63-10 (6' foot) | APPLIANCE CORDS | P | 30.48 | 36.58 | 30.48 | 30.48 | 32.92 | 32.92 | EA | WIO200 | AAR2050
WIO202 | 0 | 13.63 | LK | DRYER CORD 30A 3W 6FT |  |  |  | CACS 05656-63-10 (6 foot) | APPLIANCE CORDS | P | 0 | 0 | 14.75 | 0 | 0 | 0 | EA | WIO202 | AAR3001
WIO300 | 0 | 4.01 | LK | #16/3 6' POWER CORD |  |  |  |  | APPLIANCE CORDS | P | 7.25 | 8.7 | 7.25 | 7.25 | 7.83 | 7.83 | EA | WIO300 | XLK289
WIO302 | 0 | 0 | LK | 3' APPLIANCE CORD |  |  |  |  | APPLIANCE CORDS | P | 0 | 0 | 0 | 0 | 0 | 0 | EA | ? | ?
WIP100 | 0 | 0 | LK | #2 15KV UNDERGROUND PRIMARY TA |  |  |  | #2 15KV UNDERGROUND PRIMARY TA | UNDERGROUND PRIMARY CABLE | P | 0 | 0 | 0 | 0 | 0 | 0 | EA | ? | ?
WIP102 | 0 | 0 | LK | #1/0 25/35 KV EPR SHIELDED | DIRECT BURIAL CABLE |  |  |  | UNDERGROUND PRIMARY CABLE | P | 10196.8 | 12236.16 | 10196.8 | 10196.8 | 5184 | 5184 | MFT | WIP102 | HW21110101
WIP681 | 0 | 4.46 | LK | 1" X 1 1/2" PANDUIT WIREWAY | W/COVER |  |  |  | WIREWAYS | P | 6.79 | 8.15 | 6.79 | 6.79 | 7.33 | 7.33 | FT | ? | ?
WIP683 | 0 | 5.4155 | LK | 1" X 3" PANDUIT WIREWAY | W/COVER |  |  |  | WIREWAYS | P | 9.71 | 11.65 | 9.71 | 9.71 | 10.49 | 10.49 | FT | ? | ?
WIP686 | 0 | 5.7575 | LK | 2" X 3" PANDUIT WIREWAY WITH | COVER |  |  |  | WIREWAYS | P | 5.66 | 6.79 | 5.66 | 5.66 | 6.11 | 6.11 | FT | ? | ?
WIP688 | 0 | 9.3 | LK | 2" X 4" PANDUIT WIREWAY WITH | COVER |  |  |  | WIREWAYS | P | 14.68 | 17.62 | 14.68 | 14.68 | 15.85 | 15.85 | FT | ? | ?
WIP690 | 0 | 2.9711 | LK | 3" X 3" PANDUIT WIREWAY WITH | COVER |  |  |  | WIREWAYS | P | 11.01 | 13.21 | 11.01 | 11.01 | 11.89 | 11.89 | FT | WIP690 | HA166
WIP692 | 0 | 5.22 | LK | 4" X 4" PANDUIT WIREWAY WITH | COVER |  |  |  | WIREWAYS | P | 8.27 | 9.92 | 8.27 | 8.27 | 8.93 | 8.93 | FT | ? | ?
WIP694 | 0 | 0 | LK | 3" X 6" PANDUIT WIREWAY WITH | COVER |  |  |  | WIREWAYS | P | 0 | 0 | 0 | 0 | 0 | 0 | EA | ? | ?
WIS410 | 0 | 0.8229 | LK | #18/12C SHIELDED COPPER TRAY | CABLE (DIRECT BURIAL) |  |  | HW15201812 | SHIELDED DIRECT BURIAL CABLE | P | 2.15 | 2.58 | 2.15 | 2.15 | 2.32 | 2.25 | EA | WIS410 | AAW0012
WIS410 | 0 | 0.8229 | LK | #18/12C SHIELDED COPPER TRAY | CABLE (DIRECT BURIAL) |  |  | HW15201812 | SHIELDED DIRECT BURIAL CABLE | P | 2.15 | 2.58 | 2.15 | 2.15 | 2.32 | 2.25 | EA | WIS410 | XLK009
WIS410 | 0 | 0.8229 | LK | #18/12C SHIELDED COPPER TRAY | CABLE (DIRECT BURIAL) |  |  | HW15201812 | SHIELDED DIRECT BURIAL CABLE | P | 2.15 | 2.58 | 2.15 | 2.15 | 2.32 | 2.25 | EA | WIS410 | XLK121
WIS410 | 0 | 0.8229 | LK | #18/12C SHIELDED COPPER TRAY | CABLE (DIRECT BURIAL) |  |  | HW15201812 | SHIELDED DIRECT BURIAL CABLE | P | 2.15 | 2.58 | 2.15 | 2.15 | 2.32 | 2.25 | EA | WIS410 | XLK604
WIS412 | 0 | 1510 | LK | #12/5C SHIELDED COPPER | TRAY CABLE (DIRECT BURIAL) |  |  |  | SHIELDED DIRECT BURIAL CABLE | P | 2430 | 2916 | 2430 | 2430 | 2624.4 | 2624.4 | MFT | WIS412 | AAW0305
WIS414 | 0 | 2090 | LK | #12/7C SHIELDED COPPER | TRAY CABLE (DIRECT BURIAL) |  |  |  | SHIELDED DIRECT BURIAL CABLE | P | 3340 | 4008 | 3340 | 3340 | 3607.2 | 3607.2 | MFT | WIS414 | AAW0307
WIS414 | 0 | 2090 | LK | #12/7C SHIELDED COPPER | TRAY CABLE (DIRECT BURIAL) |  |  |  | SHIELDED DIRECT BURIAL CABLE | P | 3340 | 4008 | 3340 | 3340 | 3607.2 | 3607.2 | MFT | WIS414 | HWC HW15301207
WIS504 | 0 | 249.6 | LK | #16/4 SHIELDED COPPER CABLE |  |  |  |  | SHIELDED CABLE (GRAY) | P | 1450.95 | 1741.14 | 1450.95 | 1450.95 | 1450.95 | 1450.95 | MFT | WIS504 | CW152
WIS511 | 0 | 0.2474 | LK | #18/5 SHIELDED COPPER CABLE |  |  |  |  | SHIELDED CABLE (GRAY) | P | 0 | 0 | 0 | 0 | 0.43 | 0.48 | EA | WIS511 | XLK054
WIS516 | 0 | 390 | LK | #18/8 SHIELDED COPPER CABLE |  |  |  |  | SHIELDED CABLE (GRAY) | P | 800 | 960 | 1900 | 800 | 864 | 848 | MFT | ? | ?
WIS530 | 0 | 0 | LK | #22/3 SHIELDED COPPER CABLE |  |  |  |  | SHIELDED CABLE (GRAY) | P | 0 | 0 | 0 | 0 | 0 | 0 | EA | ? | ?
WIS560 | 0 | 280 | LK | #18/ 2 PAIR SHIELDED COPPER | CABLE |  |  |  | SHIELDED CABLE (GRAY) | P | 450 | 540 | 450 | 450 | 486 | 486 | MFT | ? | ?
WIT558 | 0 | 0 | LK | #6 W.P. COPPER WIRE |  |  |  |  | WEATHERPROOF WIRE | P | 0 | 0 | 0 | 0 | 0 | 0 | EA | ? | ?
WIT594 | 0 | 0 | LK | #14 SOLID THHN COPPUER WIRE |  |  |  | (500 foot/roll) | TFFN | P | 0 | 0 | 0.21 | 0 | 0.23 | 0.23 | EA | WIT594 | AAA0210
WIT607 | 0 | 959.5278 | LK | #3 THHN STRANDED WIRE |  |  |  |  | THHN | P | 2000 | 2400 | 2000 | 2000 | 2160 | 2160 | MFT | WIT607 | XLK018
WIT609 | 0 | 0 | LK | #1 THHN STRANDED WIRE |  |  |  | (1000 foot/roll) | THHN | P | 3.2 | 3.65 | 3.2 | 2.9 | 3.2 | 3.8 | EA | WIT609 | AAA1000
WIT609 | 0 | 0 | LK | #1 THHN STRANDED WIRE |  |  |  | (1000 foot/roll) | THHN | P | 3.2 | 3.65 | 3.2 | 2.9 | 3.2 | 3.8 | EA | WIT609 | XLK1242
WIT619 | 0 | 5795.7 | LK | #300 MCM THHN STRANDED WIRE |  |  |  |  | THHN | P | 8693.55 | 10432.26 | 8693.55 | 8690 | 9389.03 | 9389.03 | MFT | ? | ?
WIT621 | 0 | 8920 | LK | #400 MCM THHN STRANDED WIRE |  |  |  |  | THHN | P | 14100 | 16920 | 14100 | 14100 | 15228 | 15228 | MFT | WIT621 | XLK053
WIT623 | 0 | 20599.44 | LK | #600 MCM THHN STRANDED WIRE |  |  |  |  | THHN | P | 30899.16 | 37078.99 | 30899.16 | 30900 | 33371.09 | 33371.09 | MFT | WIT623 | AAA2000
WIT624 | 0 | 0 | LK | #750 MCM THHN STRANDED WIRE | (PER FT) |  |  |  | THHN | P | 32.85 | 39.42 | 28.57 | 25.71 | 32.85 | 32.85 | EA | ? | ?
WIT634 | 0 | 60.09 | LK | #10 THW STRANDED WIRE |  |  |  |  | THW | P | 131.02 | 157.22 | 131.02 | 130 | 141.5 | 141.5 | MFT | ? | ?
WIX100 | 0 | 8978.8561 | LK | 1/0-1/0-1/0 XHHW COPPER WIRE |  |  |  |  | XHHW | P | 16850 | 20220 | 16850 | 16850 | 18198 | 18198 | MFT | WIX100 | XLK035
WIX106 | 0 | 11121.1316 | LK | 3/0-3/0-3/0 XHHW COPPER WIRE |  |  |  |  | XHHW | P | 18879.45 | 22655.34 | 18879.45 | 18880 | 25255.8 | 25255.8 | MFT | WIX106 | XLK194
CRSR104 | 0 | 0.9359 | LK | 3/4" X 1/2" RE BUSHING | CROUSE HINDS |  |  | CHR RE21 (50/BOX) | BUSHING, RE - | P | 3.57 | 4.28 | 3.1 | 2.64 | 3.13 | 3.78 | EA | CRSR104 | BAK0210
CRSR104 | 0 | 0.9359 | LK | 3/4" X 1/2" RE BUSHING | CROUSE HINDS |  |  | CHR RE21 (50/BOX) | BUSHING, RE - | P | 3.57 | 4.28 | 3.1 | 2.64 | 3.13 | 3.78 | EA | CRSR104 | CR250
BRKS380 | 0 | 125.36 | LK | 150A RISER MAIN CB KIT |  |  |  | SIEMANS MBK150A |  | P | 115.72 | 138.86 | 100.63 | 95.59 | 243.7 | 221.23 | EA | BRKS380 | SIEMANS MBK150A
FUM337 | 0 | 0 | LK | 20A FNM/FLM SMALL DIM FUSE |  |  |  | LTF FLM020 |  | P | 12.25 | 14.7 | 10.65 | 0 | 0 | 12.99 | EA | FUM337 | BUSS FNM20
FUM337 | 0 | 0 | LK | 20A FNM/FLM SMALL DIM FUSE |  |  |  | LTF FLM020 |  | P | 12.25 | 14.7 | 10.65 | 0 | 0 | 12.99 | EA | FUM337 | HAL2020
FUM337 | 0 | 0 | LK | 20A FNM/FLM SMALL DIM FUSE |  |  |  | LTF FLM020 |  | P | 12.25 | 14.7 | 10.65 | 0 | 0 | 12.99 | EA | FUM337 | LTF FLM020
14ST808 | 0 | 45 | LK | 4 x 4 H.D. SERVICE TRUCK | [5 empty] | P | 45 | 45 | 45 | 26.17 | 50 | 0 | HR | ? | ?
TAP219 | 0 | 81.64 | LK | VARNISH TAPE 3/4 X 36YD | 3M2520 |  |  | 3M 2520-3/4X36YD |  | P | 48.09 | 57.71 | 48.09 | 48.09 | 51.94 | 51.94 | EA | TAP219 | FAH0007
TAP219 | 0 | 81.64 | LK | VARNISH TAPE 3/4 X 36YD | 3M2520 |  |  | 3M 2520-3/4X36YD |  | P | 48.09 | 57.71 | 48.09 | 48.09 | 51.94 | 51.94 | EA | TAP219 | TAP232
TAP219 | 0 | 81.64 | LK | VARNISH TAPE 3/4 X 36YD | 3M2520 |  |  | 3M 2520-3/4X36YD |  | P | 48.09 | 57.71 | 48.09 | 48.09 | 51.94 | 51.94 | EA | TAP219 | XET006
PLCO798 | 0 | 480.56 | LK | LM4000HLT HIGH LEVEL SW | [5 empty] | P | 862.92 | 1035.5 | 862.92 | 862.92 | 934.2 | 934.2 | EA | PLCO798 | XLK1142
THM099 | 38.46 | 27.96 | LK | HONEYWELL THERMOSTAT |  |  |  | HONEYWELL THERMOSTAT |  | P | 160.94 | 193.19 | 160.94 | 160.94 | 160.94 | 182.74 | EA | THM099 | NAL0010
NIP196 | 0 | 0 | LK | 1/2" X 12" GALV CONDUIT | NIPPLE |  |  |  | GALV CONDUIT NIPPLES | P | 6.99 | 8.39 | 6.08 | 6.08 | 0 | 7.41 | EA | NIP196 | XHN042
NIP196 | 0 | 0 | LK | 1/2" X 12" GALV CONDUIT | NIPPLE |  |  |  | GALV CONDUIT NIPPLES | P | 6.99 | 8.39 | 6.08 | 6.08 | 0 | 7.41 | EA | NIP196 | ZN006
WIS505 | 4.8275 | 4.8275 | LK | 16/12 (6PR) 600V SHIELDED | COPPER CABLE |  |  |  |  | P | 3.4 | 4.08 | 3.4 | 0 | 8.7 | 0 | FT | WIS505 | HW10601606
BLO237 | 33.45 | 30.3067 | LK | #10-#250 3 PORT MULTITAP | DISTRIBUTION BLOCK |  |  |  |  | P | 41.18 | 49.42 | 41.18 | 0 | 65.07 | 63.87 | EA | BLO237 | BURNDY BIBS250-3
BLO237 | 33.45 | 30.3067 | LK | #10-#250 3 PORT MULTITAP | DISTRIBUTION BLOCK |  |  |  |  | P | 41.18 | 49.42 | 41.18 | 0 | 65.07 | 63.87 | EA | BLO237 | EL144
BLO237 | 33.45 | 30.3067 | LK | #10-#250 3 PORT MULTITAP | DISTRIBUTION BLOCK |  |  |  |  | P | 41.18 | 49.42 | 41.18 | 0 | 65.07 | 63.87 | EA | BLO237 | NSI ILPD250-3
BLO237 | 33.45 | 30.3067 | LK | #10-#250 3 PORT MULTITAP | DISTRIBUTION BLOCK |  |  |  |  | P | 41.18 | 49.42 | 41.18 | 0 | 65.07 | 63.87 | EA | BLO237 | POLARIS
BLO237 | 33.45 | 30.3067 | LK | #10-#250 3 PORT MULTITAP | DISTRIBUTION BLOCK |  |  |  |  | P | 41.18 | 49.42 | 41.18 | 0 | 65.07 | 63.87 | EA | BLO237 | UNITAP
BLO239 | 40.03 | 40.03 | LK | #4-#600 3 PORT MULTITAP | DISTRIBUTION BLOCIK |  |  |  |  | P | 82.12 | 98.54 | 82.12 | 0 | 78 | 78 | EA | BLO239 | BURNDY BIBS600-3
BLO239 | 40.03 | 40.03 | LK | #4-#600 3 PORT MULTITAP | DISTRIBUTION BLOCIK |  |  |  |  | P | 82.12 | 98.54 | 82.12 | 0 | 78 | 78 | EA | BLO239 | EL580
BLO239 | 40.03 | 40.03 | LK | #4-#600 3 PORT MULTITAP | DISTRIBUTION BLOCIK |  |  |  |  | P | 82.12 | 98.54 | 82.12 | 0 | 78 | 78 | EA | BLO239 | POLARIS
BLO239 | 40.03 | 40.03 | LK | #4-#600 3 PORT MULTITAP | DISTRIBUTION BLOCIK |  |  |  |  | P | 82.12 | 98.54 | 82.12 | 0 | 78 | 78 | EA | BLO239 | UNITAP
TAN200 | 0 | 4555 | LK | TANK MONITOR BOX | [5 empty] | P | 8200 | 9840 | 8200 | 0 | 8856 | 8856 | EA | TAN200 | XLK186
TAN103 | 0 | 8.66 | LK | 3 X 2 TANK REDUCER | [5 empty] | P | 0 | 0 | 0 | 0 | 34.56 | 34.56 | EA | ? | ?
TAN107 | 0 | 8.2091 | LK | 2 X 1-1/2 TANK REDUCER | [5 empty] | P | 0 | 0 | 0 | 0 | 28.08 | 28.08 | EA | ? | ?
PLU421 | 0 | 45.3633 | LK | 2715FS12 WP RCPT/COVER ASSY | [5 empty] | P | 0 | 0 | 0 | 0 | 87.48 | 87.48 | EA | PLU421 | ERICSON 2715FS12
PLU419 | 0 | 50.4621 | LK | 2715FS20 WP RCPT/COVER ASSY |  |  |  | ERICSON 2715FS20 |  | P | 0 | 0 | 0 | 0 | 95.8 | 95.8 | EA | PLU419 | ERICSON 2715FS20
14ST804 | 0 | 45 | LK | 4 x 4 H.D. SERVICE TRUCK | [5 empty] | P | 45 | 45 | 45 | 26.17 | 50 | 0 | HR | ? | ?
SWTQ800 | 0 | 0 | LK | 30/60A 240V NEUTRAL KIT | FOR FUSIBLE SWITCHES |  |  | SQD SN03 |  | P | 42.95 | 51.54 | 37.35 | 33.62 | 0 | 109.2 | EA | SWTQ800 | IAI0000
SWTQ800 | 0 | 0 | LK | 30/60A 240V NEUTRAL KIT | FOR FUSIBLE SWITCHES |  |  | SQD SN03 |  | P | 42.95 | 51.54 | 37.35 | 33.62 | 0 | 109.2 | EA | SWTQ800 | SQUARE D SN03
ZPAN | 0 | 22.22 | LK | 480 VOLT PANEL BOARD BREAKER | BOX - RENTAL |  |  |  |  | P | 40 | 40 | 40 | 40 | 40 | 0 | EA | ? | ?
14ST809 | 0 | 45 | LK | 4 x 4 H.D. SERVICE TRUCK | [5 empty] | P | 45 | 45 | 45 | 26.17 | 50 | 0 | HR | ? | ?
ANT056 | 12.95 | 17.955 | LK | N CONNECTOR FOR LMR240 ANTENNA | [5 empty] | P | 0 | 0 | 0 | 0 | 0 | 0 | EA | ? | ?
BAL198 | 0 | 0 | LK | 4 LAMP T8 BALLAST |  |  |  | ADV ICN2P32N35I |  | P | 21.11 | 21.11 | 21.11 | 21.11 | 21.11 | 23.5 | EA | BAL198 | PAB0301
BLO258 | 0 | 0 | LK | BDB-16-2/0-3 3 POLE POWER DIST | [5 empty] | P | 92.23 | 110.68 | 92.23 | 92.23 | 0 | 97.76 | EA | ? | ?
BOL145 | 1.13 | 1.13 | LK | 1/2" X 3" ZINC PLATED BOLTS | [5 empty] | P | 0 | 0 | 0 | 0 | 2.05 | 0 | EA | ? | ?
BOL394 | 0 | 0 | LK | 3/4" U BOLT | [5 empty] | P | 2.53 | 3.04 | 2.2 | 2.09 | 2.2 | 2.53 | EA | ? | ?
BRKQ814 | 0 | 245.08 | LK | QO112M100RB 100 AMP LOAD CENTE | [5 empty] | P | 280.64 | 336.77 | 280.64 | 280.64 | 0 | 297.48 | EA | ? | ?
BRKQ906 | 0 | 144.44 | LK | 200A 2P MOLDED CASE CIRCUIT | BREAKER SQUARE D |  |  | SQUARE D QBL22200 |  | P | 272.56 | 327.06 | 237 | 201.45 | 280.8 | 272.56 | EA | BRKQ906 | SQUARE D QBL22200
BRKQ906 | 0 | 144.44 | LK | 200A 2P MOLDED CASE CIRCUIT | BREAKER SQUARE D |  |  | SQUARE D QBL22200 |  | P | 272.56 | 327.06 | 237 | 201.45 | 280.8 | 272.56 | EA | BRKQ906 | XB093
BRKQ906 | 0 | 144.44 | LK | 200A 2P MOLDED CASE CIRCUIT | BREAKER SQUARE D |  |  | SQUARE D QBL22200 |  | P | 272.56 | 327.06 | 237 | 201.45 | 280.8 | 272.56 | EA | BRKQ906 | XEB029
CAP308 | 25 | 14 | LK | MOTOR RUN CAPACITOR 50 UF | [5 empty] | P | 33.96 | 40.75 | 33.96 | 33.96 | 46 | 46 | EA | CAP308 | 97F9623
CAP310 | 0 | 12 | LK | BC-216MG-250MF CAPACITOR | [5 empty] | P | 17.23 | 20.67 | 17.23 | 17.27 | 77.5 | 18.26 | EA | ? | ?
CRSB130 | 0 | 87.38 | LK | EDSC272 2 GANG EX. PRF BOX | [5 empty] | P | 0 | 0 | 0 | 0 | 157.28 | 0 | EA | ? | ?
LAB059 | 0 | 28.6817 | LK | 3/4" BRADY LABELS |  | BRA M21-187-C-342 HEAT SHRINK | BRA M21-750-499 NYLON | BRA M21-750-595-WT VINYL |  | P | 0.24 | 0.29 | 0.2 | 0 | 39.65 | 43.82 | EA | LAB059 | BRADY M21-750-599
LAB059 | 0 | 28.6817 | LK | 3/4" BRADY LABELS |  | BRA M21-187-C-342 HEAT SHRINK | BRA M21-750-499 NYLON | BRA M21-750-595-WT VINYL |  | P | 0.24 | 0.29 | 0.2 | 0 | 39.65 | 43.82 | EA | LAB059 | FAJ0052
LAB059 | 0 | 28.6817 | LK | 3/4" BRADY LABELS |  | BRA M21-187-C-342 HEAT SHRINK | BRA M21-750-499 NYLON | BRA M21-750-595-WT VINYL |  | P | 0.24 | 0.29 | 0.2 | 0 | 39.65 | 43.82 | EA | LAB059 | FAJ0053
LAB059 | 0 | 28.6817 | LK | 3/4" BRADY LABELS |  | BRA M21-187-C-342 HEAT SHRINK | BRA M21-750-499 NYLON | BRA M21-750-595-WT VINYL |  | P | 0.24 | 0.29 | 0.2 | 0 | 39.65 | 43.82 | EA | LAB059 | FAJ0054
1TRCH784 | 0 | 6 | LK | TRENCHING | [5 empty] | P | 6 | 6 | 6 | 6 | 6 | 0 | FT | ? | ?
LIG241 | 0 | 0 | LK | 400W METAL HALIDE CANOPY LIGHT | FIXTURE |  |  | 07SSM019M400PS |  | P | 775 | 930 | 697.5 | 0 | 0 | 821.5 | EA | ? | ?
BRKQ413 | 0 | 222.16 | LK | 250A 3PH RT MOLDED CASE | CIRCUIT BREAKER ENCLOSURE |  |  | SQ D J250R |  | P | 771.64 | 925.96 | 771.64 | 694.47 | 408.78 | 464 | EA | BRKQ413 | SQUARE D J250R
BRKQ510 | 0 | 676.77 | LK | 200A 3P 600V CIRCUIT BREAKER | MOLDED CASE |  |  | SQ D JGL36200 |  | P | 945 | 1134 | 945 | 0 | 1020.6 | 1020.6 | EA | BRKQ510 | SQ D JGL36200
BRKQ550 | 0 | 130.9 | LK | 400A NEUTRAL ASSY GRND INSUL |  |  |  | SQ D SN400LA |  | P | 232 | 278.4 | 232 | 0 | 250.56 | 250.56 | EA | BRKQ550 | SQ D SN400LA
14STM486 | 0 | 0 | LK | MILES - SERVICE TRUCK | [5 empty] | P | 1.85 | 2.04 | 1.85 | 0 | 0 | 0 | EA | 14STM486 | 108
BRKQ520 | 0 | 269.26 | LK | 60A 480V 3P MOULDED CASE | CIRCUIT BREAKER |  |  | SQ D FAL34060 |  | P | 0 | 0 | 0 | 0 | 430.92 | 430.92 | EA | BRKQ520 | SQUARE D FAL34060
BRKQ420 | 0 | 346.66 | LK | 100A 1-2-3 POLE RT MOLDED CASE | ENCLOSURE |  |  | SQ D FA100RB |  | P | 0 | 0 | 0 | 0 | 342.36 | 342.36 | EA | BRKQ420 | SQUARE D FA100RB
SHR110 | 1.79 | 3.2795 | LK | 1/4" HEAT SHRINK |  |  |  | ALPW FIT-221-1/4IN (40'/ROLL) |  | P | 2.85 | 4.1 | 2.85 | 2.85 | 3.48 | 3.02 | FT | SHR110 | FAH1004
ELE108 | 4.6555 | 4.6567 | LK | EMT SWEEP 45D 1 1/2 | [5 empty] | P | 0 | 0 | 0 | 0 | 8.38 | 0 | EA | ? | ?
ELE110 | 7.12 | 7.12 | LK | EMT SWEEP 45D 2 | [5 empty] | P | 9.11 | 10.93 | 9.11 | 9.11 | 12.65 | 12.65 | EA | ? | ?
FLO540 | 0 | 52.84 | LK | 120V FLOAT SWITCH W/15' CORD | LITTLE GIANT |  |  |  |  | P | 60.07 | 72.09 | 60.07 | 60.07 | 80.45 | 63.67 | EA | ? | ?
FLO542 | 676 | 676 | LK | 2"" LIQUID TURBINE FLOW METER | [5 empty] | P | 635.61 | 762.73 | 635.61 | 635.61 | 965.56 | 965.56 | EA | ? | ?
FUB656 | 22.25 | 22.25 | LK | FLQ/FLM DIN RAIL FUSE BLOCK ED | [5 empty] | P | 100.8 | 120.96 | 100.8 | 100.8 | 45.32 | 45.32 | EA | FUB656 | EDISON EHM1DU
LAB048 | 0 | 308.6 | LK | SHRINKMARK LABELS | [5 empty] | P | 0.55 | 0.66 | 0.55 | 0.55 | 0.55 | 0 | EA | ? | ?
LIG506 | 48.08 | 102.58 | LK | EXIT/EMERGENCY LIGHT FIXTURE | [5 empty] | P | 172.55 | 207.06 | 172.55 | 172.55 | 172.55 | 182.9 | EA | ? | ?
LIGC102 | 0 | 0 | LK | CUTLER HAMMER PILOT LIGHT 24V | [5 empty] | P | 95.7 | 114.84 | 95.7 | 95.7 | 0 | 101.44 | EA | ? | ?
LUG104 | 5.11 | 5.3925 | LK | #2 1 HOLE COMPRESSION LUG (LON | [5 empty] | P | 6.22 | 7.46 | 6.22 | 6.22 | 10.25 | 10.25 | EA | ? | ?
MET636 | 35.23 | 35.23 | LK | 150 AMP 1PH METER BASE | [5 empty] | P | 94.25 | 113.1 | 94.25 | 94.25 | 63.41 | 0 | EA | ? | ?
MUR852 | 0 | 0 | LK | LR589 OIL LEVEL REGULATOR | FOR LUBRICATORS MURPHY |  |  |  |  | P | 299.33 | 359.2 | 260.29 | 241.67 | 299.33 | 299.33 | EA | MUR852 | 15700148
OPEQ616 | 29.58 | 28.43 | LK | SQUARE D PUSH BUTTON | [5 empty] | P | 35.39 | 42.47 | 35.39 | 35.9 | 53.25 | 0 | EA | OPEQ616 | 9001KR1U
PIP100 | 12.29 | 12.79 | LK | PINT CAN PIPE DOPE | [5 empty] | P | 19.26 | 23.11 | 19.26 | 19.26 | 20.42 | 20.42 | EA | ? | ?
PIP490 | 4.06 | 4.06 | LK | 1" X 1/2" BLACK PIPE BUSHING | [5 empty] | P | 2.81 | 3.38 | 2.81 | 2.81 | 7.3 | 0 | EA | PIP490 | PT175
PIP496 | 0 | 2.69 | LK | 3/4" X 1/4" BLACK PIPE BUSHING | [5 empty] | P | 4.02 | 4.82 | 4.02 | 4.02 | 5.24 | 5.24 | EA | ? | ?
PIP504 | 0 | 3.3287 | LK | 1" X 3/4" BLACK BUSHING | [5 empty] | P | 3.85 | 4.62 | 3.85 | 3.85 | 0 | 4.08 | EA | PIP504 | PT162
PIP508 | 0 | 3.94 | LK | 3/4" X 1/2" BLACK BUSHING | [5 empty] | P | 3.7 | 4.44 | 3.7 | 3.7 | 3.7 | 3.92 | EA | ? | ?
PIP512 | 0 | 2.5475 | LK | 1/2 X2" BLACK STEEL NIPPLE | [5 empty] | P | 4.8 | 5.92 | 4.8 | 4.23 | 5.62 | 5.62 | EA | ? | ?
PLC100 | 0 | 0 | LK | HART TO MODBUS CONVERTER | [5 empty] | P | 759.44 | 911.32 | 759.44 | 759.44 | 759.44 | 0 | EA | PLC100 | MOO-XS-34051-11
PLCQ402 | 0 | 0 | LK | IE-SW-BL05-5TX ETHERNET SWITCH | [5 empty] | P | 152.25 | 182.7 | 152.25 | 152.25 | 0 | 161.39 | EA | ? | ?
PLCQ410 | 138.74 | 138.74 | LK | 16 DISCRETE INPUT MODULE W/20- | PIN REMOVABLE TERMINAL BLOCK | MODICON M340 |  | SQ D BMXDDI1602 |  | P | 222.39 | 266.86 | 222.39 | 222.39 | 249.732 | 0 | EA | PLCQ410 | SCHNEIDER DMXDDI1602
PLCQ410 | 138.74 | 138.74 | LK | 16 DISCRETE INPUT MODULE W/20- | PIN REMOVABLE TERMINAL BLOCK | MODICON M340 |  | SQ D BMXDDI1602 |  | P | 222.39 | 266.86 | 222.39 | 222.39 | 249.732 | 0 | EA | PLCQ410 | SQUARE DMXDDI1602
PLCQ414 | 213.51 | 222.1833 | LK | 16 DISCRETE OUTPUT MODULE W/20 | PIN REMOVABLE TERMINAL BLOCK | MODICOM M340 |  | SQ D BMXDRA1605 |  | P | 343.93 | 412.71 | 343.93 | 343.93 | 384.32 | 0 | EA | PLCQ414 | SCHNEIDER BMXDRA1605
PLCQ414 | 213.51 | 222.1833 | LK | 16 DISCRETE OUTPUT MODULE W/20 | PIN REMOVABLE TERMINAL BLOCK | MODICOM M340 |  | SQ D BMXDRA1605 |  | P | 343.93 | 412.71 | 343.93 | 343.93 | 384.32 | 0 | EA | PLCQ414 | SQUARE D BMXDRA1605
PLCQ416 | 1143.79 | 1065.1658 | LK | PERFORMANCE PROCESSOR MODICON | M340 |  |  | SQ D BMXP342020 |  | P | 1836.48 | 2203.78 | 1836.48 | 1836.48 | 2058.82 | 0 | EA | PLCQ416 | SQUARE D MXP342020
PLCQ434 | 27.66 | 27.66 | LK | 20-PIN SCREW CLAMP 20-PIN | REMOVABLE TERMINAL BLOCK | MODICON M340 |  | SQ D BMXFTB2010 |  | P | 44.65 | 53.58 | 44.65 | 44.65 | 49.8 | 0 | EA | PLCQ434 | SQUARE D BMXFTB2010
PLCQ436 | 402.41 | 500.24 | LK | 24V POWER SUPPLY MODULE |  |  |  | SQ D BMXCPS3020 |  | P | 691.14 | 829.37 | 691.14 | 691.14 | 724.338 | 0 | EA | PLCQ436 | SQUARE BMXCPS3020
PLCQ440 | 452.01 | 384.6525 | LK | BMXXBE2005 BACKPLANE EXTENDER |  |  |  | SQ D BMXXBE2005 |  | P | 682.94 | 819.52 | 682.94 | 682.94 | 670 | 0 | EA | ? | ?
PLCQ466 | 69.94 | 69.94 | LK | BMXXBP0400 4 SLOT BACKPLANE | [5 empty] | P | 108.65 | 130.38 | 108.65 | 108.65 | 125.9 | 0 | EA | ? | ?
PLCQ468 | 114.44 | 118 | LK | BMXXBP0800 8 SLOT BACKPLANE | [5 empty] | P | 210.55 | 252.67 | 210.55 | 210.55 | 205.92 | 0 | EA | ? | ?
PLCQ480 | 213.51 | 199.1618 | LK | BMXXBP1200 12 SLOT BACKPLANE | [5 empty] | P | 342.35 | 410.81 | 342.35 | 342.35 | 384.32 | 0 | EA | ? | ?
PLCQ482 | 0 | 575.29 | LK | BMXEHC0800 8 CH. COUNTER | [5 empty] | P | 1113.72 | 1336.46 | 1113.72 | 1113.72 | 1035.52 | 0 | EA | ? | ?
REL298 | 4.25 | 4.25 | LK | 8 BLADE 120V RELAY DPDT | [5 empty] | P | 12.44 | 14.93 | 12.44 | 12.44 | 12.44 | 12.44 | EA | REL298 | EL215
REL298 | 4.25 | 4.25 | LK | 8 BLADE 120V RELAY DPDT | [5 empty] | P | 12.44 | 14.93 | 12.44 | 12.44 | 12.44 | 12.44 | EA | REL298 | RPM22F7
REL296 | 5.02 | 4.1084 | LK | 8 BLADE 24V DC RELAY DPDT | [5 empty] | P | 11.9 | 14.28 | 11.9 | 11.9 | 11.9 | 11.9 | EA | REL296 | RPM22BD
REL294 | 0 | 4.2467 | LK | 8 BLADE 24V DC RELAY SPDT | [5 empty] | P | 5.9 | 7.08 | 5.9 | 5.9 | 9.04 | 0 | EA | REL294 | RPM12BD
REL290 | 4.8 | 4.7633 | LK | 8 BLADE 120V RELAY SPDT | [5 empty] | P | 7.57 | 9.08 | 7.57 | 7.57 | 8.56 | 8.56 | EA | ? | ?
REX098 | 0 | 175.09 | LK | ENR5201 EXP PROOF RECEPTACLE | [5 empty] | P | 435.07 | 522.09 | 435.07 | 435.07 | 340.2 | 461.17 | EA | REX098 | E;274
SEN140 | 79.08 | 84.335 | LK | CEILING MOUNT MOTION SENSOR | [5 empty] | P | 108.75 | 130.5 | 108.75 | 108.75 | 121.32 | 115.28 | EA | ? | ?
SOL120 | 0 | 93.27 | LK | PROSTAR PS-15 SOLAR CHARGE CON | [5 empty] | P | 167.9 | 201.48 | 167.9 | 167.9 | 207 | 0 | EA | ? | ?
SOL122 | 0 | 0 | LK | LS-50W SOLAR PANEL | [5 empty] | P | 197.2 | 236.64 | 197.2 | 197.2 | 0 | 197.2 | EA | ? | ?
STP604 | 0.1102 | 0.0519 | LK | 3/4" PLASTIC PIPE STRAPS | [5 empty] | P | 0.32 | 0.38 | 0.32 | 0.32 | 0.35 | 0.35 | EA | ? | ?
STP608 | 0.135 | 0.135 | LK | 1" PLASTIC PIPE STRAPS | [5 empty] | P | 0.49 | 0.59 | 0.49 | 0.49 | 0.49 | 0.49 | EA | ? | ?
STP612 | 0 | 0.1572 | LK | 1 1/4" PLASTIC PIPE STRAPS | [5 empty] | P | 0 | 0 | 0 | 0 | 0.283 | 0 | EA | ? | ?
STP616 | 0.18 | 0.18 | LK | 1 1/2" PLASTIC PIPE STRAPS | [5 empty] | P | 0 | 0 | 0 | 0 | 0 | 0 | EA | ? | ?
STP620 | 0 | 0.27 | LK | 2" PLASTIC PIPE STRAPS | [5 empty] | P | 0 | 0 | 0 | 0 | 0 | 0 | EA | ? | ?
STP628 | 3.55 | 3.55 | LK | 3" PLASTIC PIPE STRAPS | [5 empty] | P | 0.81 | 0.97 | 0.81 | 0.81 | 6.5 | 6.5 | EA | ? | ?
SUR110 | 177.01 | 177.01 | LK | IE-105 ISLATROL SURGE PROTECTO | [5 empty] | P | 228.37 | 274.05 | 228.37 | 228.37 | 318.62 | 0 | EA | ? | ?
SWT302 | 0 | 475 | LK | B100-15534 TEMPERATURE SWITCH | [5 empty] | P | 751.1 | 901.32 | 751.1 | 751.1 | 0 | 796.17 | EA | ? | ?
TERE122 | 20.75 | 17.9491 | LK | ENTRELEC 110 VAC R500 SCREW RE | [5 empty] | P | 29.07 | 34.89 | 29.07 | 29.07 | 37.36 | 0 | EA | TERE122 | 1SNA607264R1100
TRA300 | 335 | 335 | LK | 0-30 PSI PRESSURE TRANSMITTER | [5 empty] | P | 883.41 | 1060.1 | 883.41 | 883.41 | 603 | 0 | EA | ? | ?
TRA306 | 0 | 595 | LK | 0-300 PSI PRESSURE TRANSMITTER | [5 empty] | P | 883.41 | 1060.1 | 883.41 | 883.41 | 1060.1 | 0 | EA | ? | ?
TRA312 | 392.83 | 420.33 | LK | 0-600 PSI PRESSURE TRANSMITTER | [5 empty] | P | 761.25 | 913.5 | 761.25 | 761.25 | 707.1 | 0 | EA | ? | ?
TRA324 | 826.5 | 884.36 | LK | 0-6000 PSI PRESSURE TRANSMITTE | [5 empty] | P | 848.25 | 1017.9 | 848.25 | 848.25 | 1488 | 0 | EA | ? | ?
TRW610 | 9.46 | 10.47 | LK | 8X8 UNIVERSAL CONNECTOR | [5 empty] | P | 21.28 | 25.53 | 18.5 | 16.65 | 15.34 | 21.28 | EA | TRW610 | HOFFMAN F88GUC
TRW610 | 9.46 | 10.47 | LK | 8X8 UNIVERSAL CONNECTOR | [5 empty] | P | 21.28 | 25.53 | 18.5 | 16.65 | 15.34 | 21.28 | EA | TRW610 | PENTAIR F88GUC
VAL448 | 1660.41 | 1660.41 | LK | 4" BUTTERFLY VALVE | [5 empty] | P | 493.29 | 591.95 | 493.29 | 493.29 | 3228.12 | 3228.12 | EA | ? | ?
VAL450 | 0 | 3029.5914 | LK | 3" BUTTERFLY VALVE | [5 empty] | P | 363.88 | 436.65 | 363.88 | 363.88 | 4410 | 0 | EA | ? | ?
VAL456 | 0 | 0 | LK | 1/2" BLACK STEEL VALVE 2000# | [5 empty] | P | 35.53 | 42.63 | 35.53 | 35.53 | 0 | 37.66 | EA | ? | ?
WAS810 | 0 | 0.82 | LK | 1" FLAT WASHER | [5 empty] | P | 1.19 | 1.43 | 1.19 | 1.19 | 1.48 | 1.26 | EA | ? | ?
PAN199 | 0 | 667 | LK | 4FT X 10FT DOUBLE-SIDED PANEL | BOARD |  |  |  |  | P | 1200 | 1440 | 1200 | 1200 | 1296 | 1296 | EA | ? | ?
PLCO791 | 0 | 300 | LK | 1-FT HIGH LEVEL SWITCH |  |  |  | OLEUM HLT012 |  | P | 576.85 | 692.22 | 576.85 | 576.85 | 623 | 623 | EA | PLCO791 | OLEUMTECH HLT-012
PLCO792 | 0 | 300 | LK | 2-FT HIGH LEVEL SWITCH |  |  |  | OLEUM HLT024 |  | P | 576.85 | 699.22 | 576.85 | 576.85 | 623 | 623 | EA | PLCO792 | OLEUMTECH HLT-024
WIC240 | 0 | 7054.9624 | LK | 350MCM USE/RHH/RHW COPPER | CABLE (DIRECT BURIAL) |  |  |  |  | P | 9585 | 11502 | 9585 | 9105.75 | 12420 | 12420 | MFT | ? | ?
WIC243 | 0 | 8708.8404 | LK | 500MCM USE/RHH/RHW COPPER | CABLE (DIRECT BURIAL) |  |  |  |  | P | 13425 | 16110 | 13425 | 0 | 17442 | 17442 | MFT | ? | ?
SWL250 | 0 | 2050 | LK | MICROWAVE SENSOR FOR | LIQUID LEVEL SWITCH |  |  | VEGA AM #VEGAPLUS62 |  | P | 3690 | 4428 | 3690 | 0 | 3985.2 | 3985.2 | EA | SWL250 | VEGA AMERICA VEGAPLUS62
FUM585 | 0 | 11.234 | LK | ATMR/KTK/KLK FUSES ALL SIZES |  |  |  | LTF KLK020 |  | P | 12.53 | 17.54 | 12.53 | 12.53 | 13.53 | 19.76 | EA | FUM585 | BUS KTK-2-1/2
FUM585 | 0 | 11.234 | LK | ATMR/KTK/KLK FUSES ALL SIZES |  |  |  | LTF KLK020 |  | P | 12.53 | 17.54 | 12.53 | 12.53 | 13.53 | 19.76 | EA | FUM585 | BUS KTK-R-2/1/2
FUM585 | 0 | 11.234 | LK | ATMR/KTK/KLK FUSES ALL SIZES |  |  |  | LTF KLK020 |  | P | 12.53 | 17.54 | 12.53 | 12.53 | 13.53 | 19.76 | EA | FUM585 | HAE6020
FUM585 | 0 | 11.234 | LK | ATMR/KTK/KLK FUSES ALL SIZES |  |  |  | LTF KLK020 |  | P | 12.53 | 17.54 | 12.53 | 12.53 | 13.53 | 19.76 | EA | FUM585 | LTF KLK02.5
FUM585 | 0 | 11.234 | LK | ATMR/KTK/KLK FUSES ALL SIZES |  |  |  | LTF KLK020 |  | P | 12.53 | 17.54 | 12.53 | 12.53 | 13.53 | 19.76 | EA | FUM585 | LTF KLKR02.5
LUG322 | 0 | 1.99 | LK | 6-350MCM ALCU MECHANICAL LUG | (SOLDERLESS) |  |  | BUR KA31U / ILSCO TA350 |  | P | 9.1 | 10.92 | 7.91 | 7.12 | 7.69 | 9.1 | EA | LUG322 | BURNDY KA31U
LUG322 | 0 | 1.99 | LK | 6-350MCM ALCU MECHANICAL LUG | (SOLDERLESS) |  |  | BUR KA31U / ILSCO TA350 |  | P | 9.1 | 10.92 | 7.91 | 7.12 | 7.69 | 9.1 | EA | LUG322 | FAB2105
LUG322 | 0 | 1.99 | LK | 6-350MCM ALCU MECHANICAL LUG | (SOLDERLESS) |  |  | BUR KA31U / ILSCO TA350 |  | P | 9.1 | 10.92 | 7.91 | 7.12 | 7.69 | 9.1 | EA | LUG322 | ILSCO TA350
LUG322 | 0 | 1.99 | LK | 6-350MCM ALCU MECHANICAL LUG | (SOLDERLESS) |  |  | BUR KA31U / ILSCO TA350 |  | P | 9.1 | 10.92 | 7.91 | 7.12 | 7.69 | 9.1 | EA | LUG322 | NSI 350T
LUG322 | 0 | 1.99 | LK | 6-350MCM ALCU MECHANICAL LUG | (SOLDERLESS) |  |  | BUR KA31U / ILSCO TA350 |  | P | 9.1 | 10.92 | 7.91 | 7.12 | 7.69 | 9.1 | EA | LUG322 | PENN UNION LA-350
LUG322 | 0 | 1.99 | LK | 6-350MCM ALCU MECHANICAL LUG | (SOLDERLESS) |  |  | BUR KA31U / ILSCO TA350 |  | P | 9.1 | 10.92 | 7.91 | 7.12 | 7.69 | 9.1 | EA | LUG322 | XLK225
OPEQ500 | 2.47 | 3.1826 | LK | LEGEND PLATE FOR SQ.D OPERATOR | [5 empty] | P | 4.45 | 5.34 | 4.45 | 4 | 4.45 | 0 | EA | ? | ?
PLCQ398 | 0 | 0 | LK | MOMENTUM M1E PROCESSOR |  |  |  | SQ D 171CCC96030 |  | P | 1693.5 | 2032.2 | 1693.5 | 1608.83 | 0 | 1795.11 | EA | PLCQ398 | SQUARE D 171CCC96030
PLCQ394 | 218.53 | 202.28 | LK | 16 DISCRETE OUTPUT MODULE | WITH 20-PIN REMOVABLE TERM BLK | M340 MODICON |  | SQ D BMXDRA1605 |  | P | 496.27 | 595.53 | 496.27 | 496.27 | 393.35 | 0 | EA | PLCQ394 | SQUARE D BMXDRA1605
SOL126 | 0 | 0 | LK | SUN SAVER SS10L-12V SOLAR | CHARGER |  |  |  |  | P | 110.19 | 132.22 | 110.19 | 110.19 | 0 | 110.19 | EA | ? | ?
BRKQ512 | 0 | 125.91 | LK | 220 AMP 2 POLE BREAKER SQ D | [5 empty] | P | 0 | 0 | 0 | 0 | 0 | 0 | EA | ? | ?
BRA241 | 0 | 124.86 | LK | SOLAR PANEL BRACKET (90W) | [5 empty] | P | 224.75 | 279 | 224.75 | 224.75 | 224.75 | 238.24 | EA | ? | ?
NIP461 | 0 | 1.99 | LK | 1-1/2 X 2" GALV CONDUIT NIPPLE | [5 empty] | P | 402 | 482.4 | 388.6 | 388.6 | 3.8664 | 0 | EA | ? | ?
PIP620 | 0 | 9.1 | LK | 1/4" 90 DEGREE PIPE FITTING | [5 empty] | P | 0 | 0 | 0 | 0 | 0 | 0 | EA | ? | ?
PLCO801 | 0 | 120 | LK | LIQUID LEVEL SENSOR (MODBUS) |  |  |  | OLEUM HW5000-LS2 |  | P | 216 | 259.2 | 216 | 216 | 233.28 | 233.28 | EA | ? | ?
SWL150 | 0 | 937 | LK | 18" TUNING FORK LEVEL SWITCH |  |  |  | ENDRESS+HAUSER |  | P | 868.35 | 1042.02 | 839.41 | 839.41 | 943 | 943 | EA | ? | ?
ANG105 | 0 | 1.85 | LK | 2-1/2 X 2-1/2 X 3/16" ANGLE | IRON |  |  |  |  | P | 2.78 | 3.34 | 2.61 | 2.61 | 4.5 | 0 | FT | ? | ?
REC305 | 0 | 0 | LK | 15A 125VAC SINGLE OUTLET (DCP) | [5 empty] | P | 35.4 | 42.48 | 33.12 | 33.12 | 0 | 37.52 | EA | REC305 | ALLIED ELEC 5600525
REC305 | 0 | 0 | LK | 15A 125VAC SINGLE OUTLET (DCP) | [5 empty] | P | 35.4 | 42.48 | 33.12 | 33.12 | 0 | 37.52 | EA | REC305 | PHOENIX CONCTACT
LIG145 | 77.9 | 77.9 | LK | 8-FT 2-BULB FLOURESCENT FIXTUR | VAPOR-TITE FIGERGLASS HOUSING |  |  |  |  | P | 311.7 | 374.04 | 311.7 | 311.7 | 140.25 | 529.89 | EA | LIG145 | BORDER STATES 2655466
LIG145 | 77.9 | 77.9 | LK | 8-FT 2-BULB FLOURESCENT FIXTUR | VAPOR-TITE FIGERGLASS HOUSING |  |  |  |  | P | 311.7 | 374.04 | 311.7 | 311.7 | 140.25 | 529.89 | EA | LIG145 | COLUMBIA LUN8-296T8-EU
TOUQ110 | 0 | 2341.9179 | LK | HMIGTO6310 TOUCHSCREEN | SQ D |  |  |  |  | P | 4200 | 5040 | 4200 | 3780 | 4611.65 | 4526.25 | EA | TOUQ110 | SQUARE D HMIGTO6310
CAB411 | 278.98 | 278.98 | LK | 6"H 6"W ALUMINUM LADDER TYPE | CABLE TRAY 9" RUNG |  |  | B-LINE 36A09-06-144 OR 240 |  | P | 25.15 | 30.18 | 21.87 | 19.68 | 502.16 | 25.15 | EA | CAB411 | CRESCENT 09-6 A20C-S240-6
CAB413 | 224.7 | 251.04 | LK | 6"H 12"W ALUMINUM LADDER TYPE | CABLE TRAY 9" RUNG SERIES 36 | (PER FT) |  | B-LINE 36A09-12-144 or 240 |  | P | 28.34 | 34 | 24.64 | 22.18 | 404.5 | 0 | EA | CAB413 | 36A0912144
CAB413 | 224.7 | 251.04 | LK | 6"H 12"W ALUMINUM LADDER TYPE | CABLE TRAY 9" RUNG SERIES 36 | (PER FT) |  | B-LINE 36A09-12-144 or 240 |  | P | 28.34 | 34 | 24.64 | 22.18 | 404.5 | 0 | EA | CAB413 | 36A0912240
CAB413 | 224.7 | 251.04 | LK | 6"H 12"W ALUMINUM LADDER TYPE | CABLE TRAY 9" RUNG SERIES 36 | (PER FT) |  | B-LINE 36A09-12-144 or 240 |  | P | 28.34 | 34 | 24.64 | 22.18 | 404.5 | 0 | EA | CAB413 | BLINE 36A09-12-144
CAB413 | 224.7 | 251.04 | LK | 6"H 12"W ALUMINUM LADDER TYPE | CABLE TRAY 9" RUNG SERIES 36 | (PER FT) |  | B-LINE 36A09-12-144 or 240 |  | P | 28.34 | 34 | 24.64 | 22.18 | 404.5 | 0 | EA | CAB413 | BLINE 36A09-12-240
CAB510 | 113.6 | 113.6 | LK | 6"H 6"W 12"RAD ALUM HRZ TEE |  |  |  | B-LINE 6A06HT12 |  | P | 218.7 | 262.44 | 190.18 | 154.18 | 204.5 | 218.7 | EA | CAB510 | BLINE 6A-06-HT12
CAB510 | 113.6 | 113.6 | LK | 6"H 6"W 12"RAD ALUM HRZ TEE |  |  |  | B-LINE 6A06HT12 |  | P | 218.7 | 262.44 | 190.18 | 154.18 | 204.5 | 218.7 | EA | CAB510 | Cablofil LD-6A-HT-12-06
CAB510 | 113.6 | 113.6 | LK | 6"H 6"W 12"RAD ALUM HRZ TEE |  |  |  | B-LINE 6A06HT12 |  | P | 218.7 | 262.44 | 190.18 | 154.18 | 204.5 | 218.7 | EA | CAB510 | Crescent LD-6A-HT-12-06
CAB510 | 113.6 | 113.6 | LK | 6"H 6"W 12"RAD ALUM HRZ TEE |  |  |  | B-LINE 6A06HT12 |  | P | 218.7 | 262.44 | 190.18 | 154.18 | 204.5 | 218.7 | EA | CAB510 | HORIZONTAL TEE
CAB510 | 113.6 | 113.6 | LK | 6"H 6"W 12"RAD ALUM HRZ TEE |  |  |  | B-LINE 6A06HT12 |  | P | 218.7 | 262.44 | 190.18 | 154.18 | 204.5 | 218.7 | EA | CAB510 | LD6AHT1206
CAB510 | 113.6 | 113.6 | LK | 6"H 6"W 12"RAD ALUM HRZ TEE |  |  |  | B-LINE 6A06HT12 |  | P | 218.7 | 262.44 | 190.18 | 154.18 | 204.5 | 218.7 | EA | CAB510 | SERIES 2 3 4 5 ALUMINUM
CAB515 | 113.6 | 130.08 | LK | 6" X 12" 12" RADIUS HORIZONTAL | TEE |  |  | B-LINE 6A12HT12 |  | P | 235.52 | 282.62 | 204.8 | 177.74 | 204.5 | 235.52 | EA | CAB515 | BLINE 6A-12-HT12
CAB515 | 113.6 | 130.08 | LK | 6" X 12" 12" RADIUS HORIZONTAL | TEE |  |  | B-LINE 6A12HT12 |  | P | 235.52 | 282.62 | 204.8 | 177.74 | 204.5 | 235.52 | EA | CAB515 | CABLOFIL LD-6A-HT12-12
CAB515 | 113.6 | 130.08 | LK | 6" X 12" 12" RADIUS HORIZONTAL | TEE |  |  | B-LINE 6A12HT12 |  | P | 235.52 | 282.62 | 204.8 | 177.74 | 204.5 | 235.52 | EA | CAB515 | CRESCENT LD 6A-HT12-12.
CAB515 | 113.6 | 130.08 | LK | 6" X 12" 12" RADIUS HORIZONTAL | TEE |  |  | B-LINE 6A12HT12 |  | P | 235.52 | 282.62 | 204.8 | 177.74 | 204.5 | 235.52 | EA | CAB515 | HORIZONTAL TEE
CAB515 | 113.6 | 130.08 | LK | 6" X 12" 12" RADIUS HORIZONTAL | TEE |  |  | B-LINE 6A12HT12 |  | P | 235.52 | 282.62 | 204.8 | 177.74 | 204.5 | 235.52 | EA | CAB515 | LD6AHT1212
CAB570 | 1.41 | 2.4669 | LK | CABLE TRAY CLAMP/GUIDE | WITH HARDWARE |  |  | B-LINE 9ZN-1208NB |  | P | 4.99 | 5.38 | 4.99 | 4.99 | 2.55 | 0 | EA | CAB570 | BLINE 9ZN1208NB
CAB570 | 1.41 | 2.4669 | LK | CABLE TRAY CLAMP/GUIDE | WITH HARDWARE |  |  | B-LINE 9ZN-1208NB |  | P | 4.99 | 5.38 | 4.99 | 4.99 | 2.55 | 0 | EA | CAB570 | COMBO CLAMP HOLD DOWN
CAB570 | 1.41 | 2.4669 | LK | CABLE TRAY CLAMP/GUIDE | WITH HARDWARE |  |  | B-LINE 9ZN-1208NB |  | P | 4.99 | 5.38 | 4.99 | 4.99 | 2.55 | 0 | EA | CAB570 | EPIC HA464
BOL119 | 0 | 0.09 | LK | 1/4 X 3/4" COURSE THREAD BOLT | [5 empty] | P | 0.23 | 0.28 | 0.28 | 0.21 | 0.28 | 0 | EA | BOL119 | ANGELO BOLTG5HCS0420012ZBB
BOL129 | 0 | 0 | LK | 1/4 X 4" COURSE THREAD BOLT | [5 empty] | P | 0.96 | 1.16 | 0.96 | 0.86 | 0 | 2.12 | EA | BOL129 | ANGELO BOLT G5HCS0420064ZBB
BOL131 | 0 | 0.2507 | LK | 3/8 X 1-1/4" COURSE THREAD | BOLT |  |  |  |  | P | 0.67 | 0.8 | 0.67 | 0.6 | 0.35 | 1.25 | EA | BOL131 | ANGELO BOLT G5HCS0616020ZBB
SWT560 | 0 | 72.22 | LK | 3-50 PSI EXP PR SOR PRESSURE | SWITCH ADJUSTABLE RANGE |  |  | SLATER 4LK5M3C2A |  | P | 1926.18 | 2311.42 | 1926.18 | 1829.87 | 130 | 0 | EA | SWT560 | SLATER 4L-K5-M3-C2A
CAB573 | 0 | 7.63 | LK | SPLICE PLATE (PR) |  |  |  | BLINE 4A1004 |  | P | 12.69 | 15.23 | 12.69 | 12.69 | 13.75 | 0 | EA | CAB573 | BLINE 4A-1004
CAB573 | 0 | 7.63 | LK | SPLICE PLATE (PR) |  |  |  | BLINE 4A1004 |  | P | 12.69 | 15.23 | 12.69 | 12.69 | 13.75 | 0 | EA | CAB573 | EPIC HA463
LIG245 | 215.92 | 215.92 | LK | 250W METAL HALIDE PENDANT MT | FIXTURE |  |  | KILLARK VM5P250A2GLG |  | P | 874.5 | 1049.4 | 845.35 | 803.08 | 356 | 356 | EA | LIG245 | KILLARK VM2P250A2GLG
BRKC300 | 0 | 0 | LK | 3P 150A MOLDED CASE CIRCUIT | BREAKER |  |  | C-HAM HFD3150 |  | P | 2580.42 | 3096.5 | 2457.54 | 2334.66 | 0 | 2735.25 | EA | BRKC300 | CUTLER HAMMER HFD3150
LIG244 | 157.97 | 209.79 | LK | 150W METAL HALIDE FLEX | FLOOD FIXTURE W/LAMP QUAD TAP | & TRUNNION MTG BRACKET |  | RAB FXH150TPSQ |  | P | 304.75 | 365.7 | 290 | 261 | 0 | 0 | EA | LIG244 | RAB FXH150TPSQ
PIP586 | 8.85 | 8.85 | LK | 2 X 1-1/2" STD BLACK REDUCING | BUSHING |  |  |  |  | P | 5.99 | 7.18 | 5.79 | 5.79 | 15.95 | 0 | EA | ? | ?
CRT110 | 0 | 827.275 | LK | 800A 600V 3PH 4WIRE CABINET | FOR CURRENT TRANSFORMER |  |  | AMMIDWEST CT84L |  | P | 975 | 1170 | 975 | 975 | 1551.53 | 1551.53 | EA | CRT110 | AMERICAN MIDWEST CT8-4L
BRKQ820 | 0 | 0 | LK | 200A 1PH 120/240V LOAD CENTER | SQUARE D INDOOR CONVERTIBLE |  |  | SQUARE D QO130L200G |  | P | 187.22 | 224.66 | 162.8 | 146.52 | 0 | 198.45 | EA | BRKQ820 | SQUARE D QO130L200G
GRO650 | 0 | 314.98 | LK | 35' STATIC DISCHARGE GROUNDING | REEL WITH 50A GROUND CLAMP |  |  | SD-35-1 |  | P | 410.85 | 493.02 | 373.5 | 354.83 | 0 | 0 | EA | GRO650 | COXREEL SD-35-1
CONQ794 | 0 | 44.49 | LK | 30A 2P DEF PURPOSE CONTACTOR | SQUARE D |  |  | SQUARE D 8910DPA32V02 |  | P | 78.1 | 93.72 | 71 | 71 | 0 | 0 | EA | CONQ794 | SQUARE D 8910DPA32V02 120V
LIG465 | 0 | 387.86 | LK | 78W LED FLOODLIGHT TRUNNION | MOUNT 120/208/240/277V |  |  | RAB FXLED78T |  | P | 678.73 | 814.48 | 590.2 | 531.18 | 625 | 745.2 | EA | LIG465 | RAB FXLED78T
CRT115 | 0 | 1103.56 | LK | 1200A 600V 3PH 4 WIRE CABINET | FOR CURRENT TRANSFORMER |  |  | AMMIDWEST CT124L |  | P | 0 | 0 | 5474 | 0 | 1873.85 | 1878.85 | EA | CRT115 | AMERICAN MIDWEST CT12-4L
TRW660 | 10.32 | 10.32 | LK | 8X8 END COVER NEMA 1 |  |  |  | MILBANK 88GE |  | P | 20.92 | 25.1 | 18.19 | 16.37 | 18.6 | 0 | EA | TRW660 | HOFFMAN F88GCP
TRW660 | 10.32 | 10.32 | LK | 8X8 END COVER NEMA 1 |  |  |  | MILBANK 88GE |  | P | 20.92 | 25.1 | 18.19 | 16.37 | 18.6 | 0 | EA | TRW660 | HOFFMAN F88GCPNK
TRW660 | 10.32 | 10.32 | LK | 8X8 END COVER NEMA 1 |  |  |  | MILBANK 88GE |  | P | 20.92 | 25.1 | 18.19 | 16.37 | 18.6 | 0 | EA | TRW660 | MILBANK 88GE
TRW660 | 10.32 | 10.32 | LK | 8X8 END COVER NEMA 1 |  |  |  | MILBANK 88GE |  | P | 20.92 | 25.1 | 18.19 | 16.37 | 18.6 | 0 | EA | TRW660 | PENTAIR F88GCP
TRW660 | 10.32 | 10.32 | LK | 8X8 END COVER NEMA 1 |  |  |  | MILBANK 88GE |  | P | 20.92 | 25.1 | 18.19 | 16.37 | 18.6 | 0 | EA | TRW660 | PENTAIR F88GCPNK
TYS128 | 1.5104 | 1.7941 | LK | 18" MULTI-LOK STAINLESS STEEL | CABLE TIE .28" WIDE |  |  | T&B TYS18280 |  | P | 3.7 | 4.44 | 2.96 | 2.52 | 2.72 | 0 | EA | TYS128 | T&B TY18-280
ANT126 | 0 | 10 | LK | TNC- MALE CONNECTOR FOR LMR | LMR- 400 |  |  |  |  | P | 14.15 | 16.97 | 14.15 | 14.15 | 14.15 | 0 | EA | ANT126 | HA388
BRKQ448 | 0 | 74.96 | LK | 20A 1P SQ D GFI BREAKER |  |  |  | QO120GFI |  | P | 138.54 | 166.25 | 138.54 | 138.54 | 149.62 | 149.62 | EA | BRKQ448 | EL194
BRKQ448 | 0 | 74.96 | LK | 20A 1P SQ D GFI BREAKER |  |  |  | QO120GFI |  | P | 138.54 | 166.25 | 138.54 | 138.54 | 149.62 | 149.62 | EA | BRKQ448 | SQUARE D QO-120GFI
CAB604 | 278.79 | 278.79 | LK | 6"H 24"W 9"RUNG LADDER TYPE | CABLE TRAY ALUMINUM (PER FT) |  |  | BLINE 46A09-24-240 or 288 |  | P | 40.37 | 48.44 | 35.1 | 19.04 | 501.85 | 40.37 | EA | CAB604 | 46A0924240
CAB604 | 278.79 | 278.79 | LK | 6"H 24"W 9"RUNG LADDER TYPE | CABLE TRAY ALUMINUM (PER FT) |  |  | BLINE 46A09-24-240 or 288 |  | P | 40.37 | 48.44 | 35.1 | 19.04 | 501.85 | 40.37 | EA | CAB604 | 46A0924288
CAB604 | 278.79 | 278.79 | LK | 6"H 24"W 9"RUNG LADDER TYPE | CABLE TRAY ALUMINUM (PER FT) |  |  | BLINE 46A09-24-240 or 288 |  | P | 40.37 | 48.44 | 35.1 | 19.04 | 501.85 | 40.37 | EA | CAB604 | BLINE 46A09-24-240
CAB604 | 278.79 | 278.79 | LK | 6"H 24"W 9"RUNG LADDER TYPE | CABLE TRAY ALUMINUM (PER FT) |  |  | BLINE 46A09-24-240 or 288 |  | P | 40.37 | 48.44 | 35.1 | 19.04 | 501.85 | 40.37 | EA | CAB604 | BLINE 46A09-24-288
CAB604 | 278.79 | 278.79 | LK | 6"H 24"W 9"RUNG LADDER TYPE | CABLE TRAY ALUMINUM (PER FT) |  |  | BLINE 46A09-24-240 or 288 |  | P | 40.37 | 48.44 | 35.1 | 19.04 | 501.85 | 40.37 | EA | CAB604 | HA462
CAB604 | 278.79 | 278.79 | LK | 6"H 24"W 9"RUNG LADDER TYPE | CABLE TRAY ALUMINUM (PER FT) |  |  | BLINE 46A09-24-240 or 288 |  | P | 40.37 | 48.44 | 35.1 | 19.04 | 501.85 | 40.37 | EA | CAB604 | SERIES 46
CAB610 | 86.8 | 86.8 | LK | 6"H 24"W 12"RADIUS HRZ BEND | 90DEG ALUMINUM |  |  | BLINE 6A2490HB12 |  | P | 184 | 220.8 | 160 | 227.87 | 156.25 | 184 | EA | CAB610 | BLINE 6A-24-90HB12
CAB610 | 86.8 | 86.8 | LK | 6"H 24"W 12"RADIUS HRZ BEND | 90DEG ALUMINUM |  |  | BLINE 6A2490HB12 |  | P | 184 | 220.8 | 160 | 227.87 | 156.25 | 184 | EA | CAB610 | HA491
CAB614 | 146.58 | 149.0233 | LK | 6"H 24"W 12" RADIUS HRZ BEND | ALUMINUM |  |  | BLINE 6A24HT12 |  | P | 287.04 | 344.45 | 249.6 | 223.62 | 263.85 | 287.04 | EA | CAB614 | BLINE 6A-24-HT12
CAB614 | 146.58 | 149.0233 | LK | 6"H 24"W 12" RADIUS HRZ BEND | ALUMINUM |  |  | BLINE 6A24HT12 |  | P | 287.04 | 344.45 | 249.6 | 223.62 | 263.85 | 287.04 | EA | CAB614 | HA502
CAB614 | 146.58 | 149.0233 | LK | 6"H 24"W 12" RADIUS HRZ BEND | ALUMINUM |  |  | BLINE 6A24HT12 |  | P | 287.04 | 344.45 | 249.6 | 223.62 | 263.85 | 287.04 | EA | CAB614 | HORIZONTAL BEND
CAB618 | 0 | 100 | LK | CABLE TRAY H-BRACKETS- 26" | WIDE FOR 24"" TRAY |  |  |  |  | P | 239.2 | 287.04 | 208 | 208 | 185 | 239.2 | EA | CAB618 | EPIC HA504
CAB618 | 0 | 100 | LK | CABLE TRAY H-BRACKETS- 26" | WIDE FOR 24"" TRAY |  |  |  |  | P | 239.2 | 287.04 | 208 | 208 | 185 | 239.2 | EA | CAB618 | HA504
CAB622 | 129.56 | 134.4135 | LK | 6"H 12"W 12"RAD VERT OUTSIDE | BEND 90DEG ALUMINUM |  |  | BLINE 6A1290VO12 |  | P | 261.28 | 313.54 | 227.2 | 202.73 | 233.2 | 261.28 | EA | CAB622 | BLINE 6A-12-90VO12
CAB622 | 129.56 | 134.4135 | LK | 6"H 12"W 12"RAD VERT OUTSIDE | BEND 90DEG ALUMINUM |  |  | BLINE 6A1290VO12 |  | P | 261.28 | 313.54 | 227.2 | 202.73 | 233.2 | 261.28 | EA | CAB622 | HA506
CAB622 | 129.56 | 134.4135 | LK | 6"H 12"W 12"RAD VERT OUTSIDE | BEND 90DEG ALUMINUM |  |  | BLINE 6A1290VO12 |  | P | 261.28 | 313.54 | 227.2 | 202.73 | 233.2 | 261.28 | EA | CAB622 | VERTICAL OUTSIDE BEND
CAB624 | 116.8 | 145.2 | LK | 6"H 24"W 24"RAD VERT INSIDE | BEND 90DEG ALUMINUM |  |  | BLINE 6A2490VI24 |  | P | 270.48 | 324.58 | 235.2 | 269.06 | 210.25 | 270.48 | EA | CAB624 | BLINE 6A-24-90VI24
CAB624 | 116.8 | 145.2 | LK | 6"H 24"W 24"RAD VERT INSIDE | BEND 90DEG ALUMINUM |  |  | BLINE 6A2490VI24 |  | P | 270.48 | 324.58 | 235.2 | 269.06 | 210.25 | 270.48 | EA | CAB624 | HA526
CAB624 | 116.8 | 145.2 | LK | 6"H 24"W 24"RAD VERT INSIDE | BEND 90DEG ALUMINUM |  |  | BLINE 6A2490VI24 |  | P | 270.48 | 324.58 | 235.2 | 269.06 | 210.25 | 270.48 | EA | CAB624 | VERTICAL INSIDE BEND
CAB626 | 11.2 | 12.22 | LK | 24" LADDER DROP OUT FOR | CABLE TRAY |  |  |  |  | P | 24.84 | 29.81 | 21.6 | 19.89 | 20.16 | 24.84 | EA | CAB626 | HA527
CON680 | 4.0747 | 4.0747 | LK | BURNDY ALUMINUM BUTT SPLICE 6 | AWG YS6CA1 |  |  |  |  | P | 9.49 | 11.39 | 9.49 | 9.49 | 9.49 | 0 | EA | CON680 | EL472
CON699 | 0 | 13.9871 | LK | BURNDY ALUMINIUM BUTT SPLICE | 3/0 AWG - YS27A1 |  |  |  |  | P | 11.6 | 13.92 | 11.6 | 11.6 | 11.6 | 0 | EA | CON699 | EL670
CRSC380 | 17.67 | 17.67 | LK | 3/4" ALUMINUM STRAIN RELIEF | CORD GRIP |  |  |  |  | P | 74.74 | 89.68 | 74.74 | 74.74 | 31.81 | 0 | EA | CRSC380 | CO382
ENB278 | 0 | 9.61 | LK | BACKPLATE FOR 16"" X 12"" X 8" | J-BOX |  |  |  |  | P | 21.36 | 25.63 | 21.36 | 21.36 | 21.36 | 0 | EA | ENB278 | EL532
ENS278 | 242.32 | 142.39 | LK | JUNCTION BOX- 16"" X 12"" X 8" | [5 empty] | P | 387.71 | 465.25 | 387.71 | 387.71 | 418.73 | 410.97 | EA | ENS278 | EL531
GRO304 | 0 | 4.91 | LK | GROUND BAR- ASSEMBLY, 5 HOLE | [5 empty] | P | 7.86 | 9.43 | 7.86 | 7.86 | 7.86 | 0 | EA | GRO304 | GR008
GRO320 | 12.86 | 15.12 | LK | SD PK23GTA GROUND BAR KIT | [5 empty] | P | 23.15 | 27.78 | 23.15 | 23.15 | 23.15 | 0 | EA | GRO320 | GR034
GRO322 | 4.71 | 4.71 | LK | GROUND KIT NEUTRAL LUG- #10-#2 | AL & #14-4 CU SD LK70AN |  |  |  |  | P | 10.98 | 13.17 | 10.98 | 10.98 | 11.86 | 11.64 | EA | GRO322 | GR035
GRO328 | 7.66 | 7.66 | LK | GROUND KIT NEUTRAL SDLK100AN | #6-#2/0 |  |  |  |  | P | 11.73 | 14.07 | 11.73 | 11.73 | 12.67 | 12.43 | EA | GRO328 | GR028
GRO720 | 12.14 | 12.14 | LK | SD PK9GTA GROUND BAR KIT | [5 empty] | P | 14.58 | 17.49 | 14.58 | 14.58 | 22 | 0 | EA | GRO720 | GR031
HET174 | 155.49 | 145.375 | LK | HEATER- 240V MULTI WATT | SETTING 2.5-5KW |  |  |  |  | P | 470.4 | 564.48 | 470.4 | 470.4 | 508.03 | 498.62 | EA | HET174 | EL347
HET180 | 0 | 0 | LK | THERMAL CUTOFF- BARD 8402-093 | [5 empty] | P | 10.24 | 12.29 | 10.24 | 10.24 | 11.06 | 11.06 | EA | HET180 | EL621
LIG202 | 48.8 | 53.244 | LK | RAB GT500 MOTION SENSOR LIGHT | FIXTURE |  |  |  |  | P | 73.36 | 88.03 | 73.36 | 73.36 | 95.85 | 0 | EA | LIG202 | EL466
LIGA094 | 0 | 7.81 | LK | PILOT LIGHT COLOR CAP, | STANDARD RED |  |  |  |  | P | 6.27 | 7.53 | 6.27 | 6.27 | 14.1 | 0 | EA | ? | ?
LIGA098 | 26.11 | 54.28 | LK | RED 24V LED LIGHT | [5 empty] | P | 79.87 | 95.85 | 79.87 | 79.87 | 94 | 0 | EA | LIGA098 | EL322
LIGA098 | 26.11 | 54.28 | LK | RED 24V LED LIGHT | [5 empty] | P | 79.87 | 95.85 | 79.87 | 79.87 | 94 | 0 | EA | LIGA098 | EL443
MES280 | 53.07 | 53.07 | LK | BALL VALVE 3/4"" KF 2000 THRD | SEAL WELD SS |  |  |  |  | P | 49.6 | 59.52 | 49.6 | 49.6 | 95.55 | 0 | EA | MES280 | ME091
NUT658 | 0 | 0 | LK | 1/8"" NUT | [5 empty] | P | 0 | 0 | 0 | 0 | 0 | 0 | EA | NUT658 | HA264
PIP204 | 0 | 8.04 | LK | UNION- 1/4"" BLACK UNION 150PS | [5 empty] | P | 0 | 0 | 0 | 0 | 15.61 | 15.61 | EA | PIP204 | PT003
PIP206 | 0 | 2.92 | LK | COUPLING- 1/4" | GALVANIZED" | IRON |  |  |  | P | 4.7 | 5.64 | 4.7 | 4.7 | 5.67 | 5.67 | EA | PIP206 | PT004
PIP210 | 0 | 0 | LK | NIPPLE- 1/4"" X 2" | STEEL | 150 " |  |  |  | P | 5.92 | 7.1 | 5.92 | 5.92 | 6.39 | 6.28 | EA | PIP210 | PT006
PIP212 | 8.17 | 8.581 | LK | NIPPLE- 1/4"" X 4"" - STEEL, 1 | PSI |  |  |  |  | P | 0 | 0 | 0 | 0 | 16.69 | 15.45 | EA | PIP212 | PT007
PIP218 | 0 | 0 | LK | STREET TEE- SS, PIPE SIZE 1/4" | HEX 3/4"" |  |  |  |  | P | 27.33 | 32.79 | 27.33 | 27.33 | 29.52 | 29.52 | EA | PIP218 | PT010
PIP222 | 0 | 41.04 | LK | COUPLING- 1/4" SS | [5 empty] | P | 2.56 | 3.07 | 2.56 | 2.56 | 2.76 | 2.76 | EA | PIP222 | PT012
PIP230 | 1.51 | 1.51 | LK | PIPE- 1/2"" TEE, THD, BLK STEE | [5 empty] | P | 3.41 | 4.09 | 3.41 | 3.41 | 2.72 | 0 | EA | PIP230 | PT016
PIP236 | 5.47 | 16.63 | LK | PIPE UNION- 1/2"" 3000 PSI | [5 empty] | P | 0 | 0 | 0 | 0 | 9.85 | 0 | EA | PIP236 | PT019
PIP242 | 0 | 3.9178 | LK | BUSHING- 3/4"" X 1/2" | SS | 6K " |  |  |  | P | 16.83 | 20.2 | 16.83 | 16.83 | 18.18 | 18.18 | EA | PIP242 | PT022
PIP244 | 4.06 | 4.06 | LK | BUSHING- 1"" X 1/2" | SS | 6K" |  |  |  | P | 25.2 | 30.24 | 25.2 | 25.2 | 7.32 | 0 | EA | PIP244 | PT023
PIP246 | 0 | 5.83 | LK | REDUCING BUSHING- 1 1/2"" TO 1 | [5 empty] | P | 10.1 | 12.12 | 10.1 | 9.09 | 8.39 | 8.39 | EA | PIP246 | PT024
PIP248 | 4.06 | 4.06 | LK | REDUCING BUSHING- 1"" TO 1/2"" | [5 empty] | P | 3.5 | 4.2 | 3.5 | 3.15 | 7.31 | 4.02 | EA | PIP248 | PT025
PIP250 | 3.62 | 4.06 | LK | REDUCING BUSHING- 1"" TO 3/4"" | [5 empty] | P | 2.99 | 3.59 | 2.99 | 2.99 | 7.38 | 7.38 | EA | PIP250 | PT026
PIP258 | 0 | 4.35 | LK | REDUCING BUSHING- 1/2"" X 1/4" |  | SS, PIPE |  |  |  | P | 12.21 | 14.65 | 12.21 | 12.21 | 11.23 | 11.23 | EA | PIP258 | PT030
PIP260 | 4.35 | 4.35 | LK | REDUCING BUSHING- 1/2"" X 3/8" |  | SS, PIPE |  |  |  | P | 7.14 | 8.57 | 7.14 | 6.43 | 7.83 | 0 | EA | PIP260 | PT031
PIP262 | 0 | 7.0734 | LK | BUSHING- 2"" X 3/4" | HEX | NPT |  |  |  | P | 12.77 | 15.32 | 12.77 | 12.77 | 11.14 | 0 | EA | PIP262 | PT032
PIP264 | 0 | 49 | LK | BUSHING- 4"" X 2" | HEX" |  |  |  |  | P | 25.6 | 30.72 | 25.6 | 23.04 | 29.44 | 29.44 | EA | PIP264 | PT033
PIP294 | 2.19 | 4.0183 | LK | 1""X3/4"" BUSHING | [5 empty] | P | 2.74 | 3.28 | 2.74 | 2.74 | 3.81 | 0 | EA | PIP294 | PT105
PIP300 | 4.96 | 5.371 | LK | 1/4"" X 2"" NIPPLE 2-3K RATING | [5 empty] | P | 3.5 | 4.2 | 3.5 | 3.5 | 10.4 | 10.4 | EA | PIP300 | PT108
PIP302 | 0 | 3.55 | LK | 1/4""X3"" NIPPLE 2-3K RATING | [5 empty] | P | 5.78 | 6.93 | 5.78 | 5.78 | 6.24 | 6.24 | EA | PIP302 | PT109
PIP314 | 5.36 | 5.771 | LK | 1/4"" ELBOW 2-3K RATING | [5 empty] | P | 6.08 | 7.3 | 6.08 | 6.08 | 11.23 | 10.4 | EA | PIP314 | PT115
PIP322 | 6.58 | 6.58 | LK | 1/2"" TEE 2-3K RATING | [5 empty] | P | 6.61 | 7.93 | 6.61 | 6.61 | 11.85 | 0 | EA | PIP322 | PT119
PIP356 | 4.06 | 4.06 | LK | 1"" TO 3/4"" THREAD REDUCER | [5 empty] | P | 29.06 | 34.87 | 29.06 | 29.06 | 7.32 | 0 | EA | PIP356 | PT136
PIP360 | 1.83 | 1.83 | LK | 1/2"" TO 1/4"" REDUCER | [5 empty] | P | 1.42 | 1.71 | 1.42 | 1.42 | 3.29 | 0 | EA | PIP360 | PT138
PIP366 | 7.94 | 7.94 | LK | FORGED STEEL HEX BUSH 2"" X 1" | [5 empty] | P | 9.98 | 11.98 | 9.98 | 9.98 | 14.3 | 0 | EA | PIP366 | PT141
PIP366 | 7.94 | 7.94 | LK | FORGED STEEL HEX BUSH 2"" X 1" | [5 empty] | P | 9.98 | 11.98 | 9.98 | 9.98 | 14.3 | 0 | EA | PIP366 | PT212
PIP374 | 0 | 0 | LK | FORGED STEEL 90 STR ELL 1/4"" | 3000# THD A/ASA 105DOM |  |  |  |  | P | 8.24 | 9.89 | 8.24 | 8.24 | 8.9 | 8.9 | EA | PIP374 | PT153
PIP380 | 3.62 | 4.031 | LK | BUSHING- 1"" X ¼" | SS | 6K" |  |  |  | P | 6.27 | 7.25 | 6.27 | 6.27 | 7.83 | 7.83 | EA | PIP380 | PT172
PVC250 | 0 | 9.1 | LK | 4"" SCH 40 PVC END CAP | [5 empty] | P | 14.88 | 17.86 | 14.88 | 14.88 | 16.4 | 0 | EA | PVC250 | EPIC CO313
PVC250 | 0 | 9.1 | LK | 4"" SCH 40 PVC END CAP | [5 empty] | P | 14.88 | 17.86 | 14.88 | 14.88 | 16.4 | 0 | EA | PVC250 | EPIC CO346
PVC250 | 0 | 9.1 | LK | 4"" SCH 40 PVC END CAP | [5 empty] | P | 14.88 | 17.86 | 14.88 | 14.88 | 16.4 | 0 | EA | PVC250 | EPIC CO356
REL577 | 125.93 | 125.93 | LK | RELAY- GENERAL PURPOSE TIME | DELAY 100 240VAC 11 PIN- AB-70 |  |  |  |  | P | 191.9 | 230.28 | 191.9 | 191.9 | 226.7 | 0 | EA | REL577 | EL516
RELA128 | 0 | 29 | LK | ALB-700-HG42Z24 POWER RELAY | 24VDC OPEN-STYLE |  |  |  |  | P | 62.58 | 75.09 | 62.58 | 62.58 | 52 | 0 | EA | RELA128 | EL575
SHR101 | 15.19 | 7.4962 | LK | HEAT SHRINK 24/6 TYC TUBING |  |  |  | 6-4/0 CABLE |  | P | 45.7 | 54.84 | 45.7 | 45.7 | 49.36 | 48.44 | EA | SHR101 | EL338
SWTQ698 | 111.04 | 111.04 | LK | DISCONNECT SWITCH - NEMA 3 | 100AMP NON -FUSED |  |  |  |  | P | 701.38 | 841.65 | 701.38 | 701.38 | 757.49 | 757.49 | EA | ? | ?
TAH368 | 12.2 | 12.2 | LK | HEAT TRACE SEALING ZONE | NLHCSK |  |  |  |  | P | 20.37 | 24.45 | 20.37 | 18.34 | 20.37 | 20.37 | EA | TAH368 | EL514
TER122 | 0 | 17.9006 | LK | FUSE BLOCK SECTION BUCHANAN | BX 352 |  |  |  |  | P | 15.36 | 18.43 | 15.36 | 15.36 | 32.85 | 0 | EA | TER122 | EL415
TER124 | 19.77 | 22.1324 | LK | FUSE BLOCK END SECTION W/EL415 | BUCHANAN BX330 |  |  |  |  | P | 6.48 | 7.78 | 6.48 | 6.48 | 29.32 | 29.32 | EA | TER124 | EL416
TERA142 | 0 | 4.5 | LK | TERMINAL BLOCK JUMPER | 1492-CJJ6-10 |  |  |  |  | P | 7.18 | 8.62 | 7.18 | 7.18 | 7.18 | 7.97 | EA | TERA142 | EL350
THM094 | 0 | 232.46 | LK | THERMOSTATS FOR HAZ 480V | HEATER 1P |  |  |  |  | P | 308.93 | 370.71 | 308.93 | 308.93 | 308.93 | 308.93 | EA | THM094 | EL326
THM096 | 412.53 | 421.53 | LK | TH7325 THERMOSTAT HAZARDOUS | [5 empty] | P | 645.12 | 774.14 | 645.12 | 645.12 | 696.73 | 774.14 | EA | THM096 | EL262
THM216 | 60 | 60 | LK | 6"" THERMOWELL 1/2"" NPT | [5 empty] | P | 59.2 | 71.04 | 59.2 | 59.2 | 108 | 0 | EA | THM216 | PT091
WIC628 | 54 | 54 | LK | CABLE- TURCK CABLE LOCK MINI | [5 empty] | P | 51.84 | 62.21 | 51.84 | 51.84 | 97.2 | 0 | EA | WIC628 | CW081
BRKQ804 | 10.29 | 10.29 | LK | 50A 2P HOMELINE SQUARE D | CIRCUIT BREAKER |  |  | SQD HOM250 |  | P | 46.8 | 56.16 | 39 | 31.2 | 18.55 | 0 | EA | BRKQ804 | SQUARE D HOM-250
PLCQ415 | 597.72 | 496.8251 | LK | 2-CHANNEL SERIAL LINK MODULE | MODICON M340 |  |  | SQ D BMXNOM0200 |  | P | 1032.75 | 1239.3 | 1032.75 | 981.11 | 1075.9 | 0 | EA | PLCQ415 | SQUARE D BMX NOM 0200
LIG135 | 61.47 | 61.47 | LK | 8-FT FLOURESCENT STRIP TANDEM | (4 EA 4-FT T8 BULBS) |  |  | COOPER 8TSSF232UNVEB81U |  | P | 92 | 110.4 | 80 | 72 | 111 | 0 | EA | LIG135 | COOPER 8TSSF-232-UNV-EB81-U
PLCQ435 | 0 | 204.61 | LK | 24VDC POWER SUPPLY MODULE | MODICON M340 |  |  | SQ D BMXCPS2010 |  | P | 408.63 | 490.36 | 355.33 | 352.8 | 0 | 0 | EA | PLCQ435 | SQUARE D BMX CPS 2010
RAD411 | 0 | 0 | LK | FGR2 FREEWAVE I/O RADIO | [5 empty] | P | 1001.83 | 1202.19 | 1001.83 | 1001.83 | 0 | 1061.94 | EA | RAD411 | COMM RADIO FW-FGR2-IOS-C-U
BAL205 | 108.8 | 77.46 | LK | 250W METAL HALIDE QUAD BALLAST |  |  |  | ADAVANCE 71A5792001D |  | P | 166.87 | 200.24 | 145.11 | 137.85 | 195.84 | 0 | EA | BAL205 | ADVANCE 71A5792001D
BAL205 | 108.8 | 77.46 | LK | 250W METAL HALIDE QUAD BALLAST |  |  |  | ADAVANCE 71A5792001D |  | P | 166.87 | 200.24 | 145.11 | 137.85 | 195.84 | 0 | EA | BAL205 | GE GEP250MLTAC4-5-QUAD
BAL205 | 108.8 | 77.46 | LK | 250W METAL HALIDE QUAD BALLAST |  |  |  | ADAVANCE 71A5792001D |  | P | 166.87 | 200.24 | 145.11 | 137.85 | 195.84 | 0 | EA | BAL205 | OSRAM M250/MULTI-PS-KIT
BAL205 | 108.8 | 77.46 | LK | 250W METAL HALIDE QUAD BALLAST |  |  |  | ADAVANCE 71A5792001D |  | P | 166.87 | 200.24 | 145.11 | 137.85 | 195.84 | 0 | EA | BAL205 | PAB0010
BAL205 | 108.8 | 77.46 | LK | 250W METAL HALIDE QUAD BALLAST |  |  |  | ADAVANCE 71A5792001D |  | P | 166.87 | 200.24 | 145.11 | 137.85 | 195.84 | 0 | EA | BAL205 | SYLVANIA M250/MULTI-PS-KIT
CAB290 | 0 | 17.23 | LK | 4"H 12"W 9"RUNG ALUMINUM | LADDER TYPE CABLE TRAY |  |  | BLINE 24A09-12-120 or 144 |  | P | 20.7 | 24.84 | 18 | 16.2 | 31 | 0 | FT | CAB290 | 24A0912120
CAB290 | 0 | 17.23 | LK | 4"H 12"W 9"RUNG ALUMINUM | LADDER TYPE CABLE TRAY |  |  | BLINE 24A09-12-120 or 144 |  | P | 20.7 | 24.84 | 18 | 16.2 | 31 | 0 | FT | CAB290 | 24A0912144
CAB290 | 0 | 17.23 | LK | 4"H 12"W 9"RUNG ALUMINUM | LADDER TYPE CABLE TRAY |  |  | BLINE 24A09-12-120 or 144 |  | P | 20.7 | 24.84 | 18 | 16.2 | 31 | 0 | FT | CAB290 | BLINE 24A09-12-120
CAB290 | 0 | 17.23 | LK | 4"H 12"W 9"RUNG ALUMINUM | LADDER TYPE CABLE TRAY |  |  | BLINE 24A09-12-120 or 144 |  | P | 20.7 | 24.84 | 18 | 16.2 | 31 | 0 | FT | CAB290 | BLINE 24A09-12-144
CAB290 | 0 | 17.23 | LK | 4"H 12"W 9"RUNG ALUMINUM | LADDER TYPE CABLE TRAY |  |  | BLINE 24A09-12-120 or 144 |  | P | 20.7 | 24.84 | 18 | 16.2 | 31 | 0 | FT | CAB290 | LADDER TYPE CABLE TRAY
CAB290 | 0 | 17.23 | LK | 4"H 12"W 9"RUNG ALUMINUM | LADDER TYPE CABLE TRAY |  |  | BLINE 24A09-12-120 or 144 |  | P | 20.7 | 24.84 | 18 | 16.2 | 31 | 0 | FT | CAB290 | SERIES 2-3-4-5 ALUMINUM
CAB422 | 249.55 | 249.55 | LK | 6"H 24"W ALUMINUM LADDER TYPE | CABLE TRAY 9" RUNG |  |  | BLINE 36A09-24-144 or 240 |  | P | 33.12 | 39.74 | 28.8 | 21.63 | 449.19 | 0 | FT | CAB422 | 36A0924144
CAB422 | 249.55 | 249.55 | LK | 6"H 24"W ALUMINUM LADDER TYPE | CABLE TRAY 9" RUNG |  |  | BLINE 36A09-24-144 or 240 |  | P | 33.12 | 39.74 | 28.8 | 21.63 | 449.19 | 0 | FT | CAB422 | 36A0924240
CAB422 | 249.55 | 249.55 | LK | 6"H 24"W ALUMINUM LADDER TYPE | CABLE TRAY 9" RUNG |  |  | BLINE 36A09-24-144 or 240 |  | P | 33.12 | 39.74 | 28.8 | 21.63 | 449.19 | 0 | FT | CAB422 | BLINE 36A09-24-144
CAB422 | 249.55 | 249.55 | LK | 6"H 24"W ALUMINUM LADDER TYPE | CABLE TRAY 9" RUNG |  |  | BLINE 36A09-24-144 or 240 |  | P | 33.12 | 39.74 | 28.8 | 21.63 | 449.19 | 0 | FT | CAB422 | BLINE 36A09-24-240
CAB518 | 204.4 | 226.6367 | LK | 6"H 24"W 24"RAD ALUM HRZ TEE |  |  |  | BLINE 6A24HT24 |  | P | 628.97 | 754.76 | 628.97 | 628.97 | 367.92 | 0 | EA | CAB518 | BLINE 6A-24-HT24
CAB518 | 204.4 | 226.6367 | LK | 6"H 24"W 24"RAD ALUM HRZ TEE |  |  |  | BLINE 6A24HT24 |  | P | 628.97 | 754.76 | 628.97 | 628.97 | 367.92 | 0 | EA | CAB518 | HORIZONTAL TEE
CAB621 | 116.8 | 135.68 | LK | 6"H 24"W 24" RAD VERT OUTSIDE | BEND 90DEG ALUMINUM |  |  | BLINE 6A2490VO24 |  | P | 248.4 | 298.08 | 216 | 180.36 | 210.25 | 248.4 | EA | CAB621 | BLINE 6A-24-90VO24
CAB621 | 116.8 | 135.68 | LK | 6"H 24"W 24" RAD VERT OUTSIDE | BEND 90DEG ALUMINUM |  |  | BLINE 6A2490VO24 |  | P | 248.4 | 298.08 | 216 | 180.36 | 210.25 | 248.4 | EA | CAB621 | VERTICAL OUTSIDE BEND
CAB537 | 128.4 | 104.8211 | LK | 6"H 24"W 24"RADIUS ALUM HRZ | BEND 90-DEG |  |  | BLINNE 6A2490HB24 |  | P | 258.41 | 310.09 | 224.7 | 198.27 | 231.12 | 258.41 | EA | CAB537 | BLINE 6A-24-90HB24
CAB537 | 128.4 | 104.8211 | LK | 6"H 24"W 24"RADIUS ALUM HRZ | BEND 90-DEG |  |  | BLINNE 6A2490HB24 |  | P | 258.41 | 310.09 | 224.7 | 198.27 | 231.12 | 258.41 | EA | CAB537 | CA537
CAB537 | 128.4 | 104.8211 | LK | 6"H 24"W 24"RADIUS ALUM HRZ | BEND 90-DEG |  |  | BLINNE 6A2490HB24 |  | P | 258.41 | 310.09 | 224.7 | 198.27 | 231.12 | 258.41 | EA | CAB537 | HORIZONTAL BEND
SOL140 | 367.5 | 367.5 | LK | 125W SOLAR PANEL |  |  |  | VLS125 |  | P | 464.99 | 557.98 | 464.99 | 464.99 | 534.2 | 597.56 | EA | SOL140 | CAIN ELEC MISC VLS-125W
BRA246 | 127.5 | 127.5 | LK | BRACKET FOR SOLAR PANEL (125W) |  |  |  | 2XSPM140J |  | P | 316.5 | 379.8 | 316.5 | 316.5 | 183.23 | 316.5 | EA | BRA246 | CAIN MISC 2XSPM-140J
HIN100 | 0 | 4 | LK | 4X4 FLAT HINGE | [5 empty] | P | 3.84 | 4.61 | 3.84 | 3.84 | 7.2 | 0 | EA | ? | ?
WIO190 | 17.1343 | 17134.2675 | LK | 2/0 4C 600 V SOOW CORD |  |  |  |  | SOOW CORD | P | 21184 | 25420.8 | 21184 | 21184 | 21184 | 0 | MFT | WIO190 | AAR0002
WIO190 | 17.1343 | 17134.2675 | LK | 2/0 4C 600 V SOOW CORD |  |  |  |  | SOOW CORD | P | 21184 | 25420.8 | 21184 | 21184 | 21184 | 0 | MFT | WIO190 | CW103
1SJEN | 0 | 80 | LK | JOURNEYMAN ELECTRICIAN | [5 empty] | P | 85 | 93.5 | 85 | 85 | 80 | 85 | HR.1 | ? | ?
1SAEN | 0 | 70 | LK | APPRENTICE ELECTRICIAN | [5 empty] | P | 70 | 77 | 70 | 70 | 70 | 70 | HR.1 | ? | ?
NIP389 | 0 | 1.8109 | LK | 1-1/4 X 2" GALV CONDUIT NIPPLE | [5 empty] | P | 3.57 | 4.28 | 3.1 | 3.1 | 3.26 | 0 | EA | NIP389 | BAK0402
14ST815 | 0 | 50 | LK | SERVICE TRUCK | [5 empty] | P | 25 | 27.5 | 25 | 26.17 | 50 | 25 | HR | ? | ?
14ST818 | 0 | 50 | LK | SERVICE TRUCK | [5 empty] | P | 25 | 27.5 | 25 | 26.17 | 50 | 25 | HR.1 | ? | ?
14ST820 | 0 | 0 | LK | SERVICE TRUCK | [5 empty] | P | 28.3 | 31.17 | 28.3 | 26.17 | 0 | 0 | HR.1 | ? | ?
14ST822 | 0 | 0 | LK | SERVICE TRUCK | [5 empty] | P | 25 | 27.5 | 25 | 26.17 | 0 | 25 | HR | ? | ?
14ST834 | 0 | 50 | LK | SERVICE TRUCK | [5 empty] | P | 25 | 27.5 | 25 | 26.17 | 50 | 25 | HR.1 | ? | ?
14ST840 | 0 | 0 | LK | SERVICE TRUCK | [5 empty] | P | 25 | 27.5 | 25 | 26.17 | 0 | 25 | HR | ? | ?
14ST856 | 0 | 0 | LK | SERVICE TRUCK | [5 empty] | P | 25 | 27.5 | 25 | 26.17 | 0 | 25 | HR | ? | ?
14ST867 | 0 | 50 | LK | SERVICE TRUCK | [5 empty] | P | 25 | 27.5 | 25 | 26.17 | 50 | 25 | HR.1 | ? | ?
1TRCH | 0 | 0 | LK | TRENCHING | [5 empty] | P | 90 | 99 | 90 | 90 | 0 | 90 | HR.1 | ? | ?
INTQ100 | 64.6 | 64.6 | LK | AUXILIARY CONTACT KIT | 1 N/O 1 N/C (INTERLOCK) |  |  | SQ D 9999SX8 |  | P | 130.29 | 156.35 | 130.29 | 130.29 | 116.28 | 0 | EA | INTQ100 | SQUARE D 9999SX8
TRW445 | 171.19 | 171.19 | LK | 8X8X60" NEMA 1 WIRING TROUGH |  |  |  | HOFFMAN F88G60 |  | P | 228.56 | 274.28 | 198.75 | 178.88 | 308.15 | 0 | EA | TRW445 | HOFFMAN F88G60
TRW445 | 171.19 | 171.19 | LK | 8X8X60" NEMA 1 WIRING TROUGH |  |  |  | HOFFMAN F88G60 |  | P | 228.56 | 274.28 | 198.75 | 178.88 | 308.15 | 0 | EA | TRW445 | PENTAIR F88G60
TRW445 | 171.19 | 171.19 | LK | 8X8X60" NEMA 1 WIRING TROUGH |  |  |  | HOFFMAN F88G60 |  | P | 228.56 | 274.28 | 198.75 | 178.88 | 308.15 | 0 | EA | TRW445 | SQUARE D LDB85
TRW445 | 171.19 | 171.19 | LK | 8X8X60" NEMA 1 WIRING TROUGH |  |  |  | HOFFMAN F88G60 |  | P | 228.56 | 274.28 | 198.75 | 178.88 | 308.15 | 0 | EA | TRW445 | UNITY 8860GNK
TRW444 | 151.85 | 161.2575 | LK | 8X8X48" NEMA 1 WIRING TROUGH |  |  |  | HOFFMAN F88G48 |  | P | 203.03 | 243.64 | 176.55 | 158.9 | 273.35 | 0 | EA | TRW444 | HOFFMAN F88G48
TRW444 | 151.85 | 161.2575 | LK | 8X8X48" NEMA 1 WIRING TROUGH |  |  |  | HOFFMAN F88G48 |  | P | 203.03 | 243.64 | 176.55 | 158.9 | 273.35 | 0 | EA | TRW444 | PENTAIR F88G48
TRW444 | 151.85 | 161.2575 | LK | 8X8X48" NEMA 1 WIRING TROUGH |  |  |  | HOFFMAN F88G48 |  | P | 203.03 | 243.64 | 176.55 | 158.9 | 273.35 | 0 | EA | TRW444 | SQ D LDB84
TRW444 | 151.85 | 161.2575 | LK | 8X8X48" NEMA 1 WIRING TROUGH |  |  |  | HOFFMAN F88G48 |  | P | 203.03 | 243.64 | 176.55 | 158.9 | 273.35 | 0 | EA | TRW444 | UNITY 8848GNK
TRW620 | 80.06 | 80.06 | LK | 8X8 90-DEG ELBOW |  |  |  | HOFFMAN F88G90E |  | P | 115.06 | 138.07 | 100.05 | 90.05 | 144.15 | 0 | EA | TRW620 | HOFFMAN F88G90E
TRW620 | 80.06 | 80.06 | LK | 8X8 90-DEG ELBOW |  |  |  | HOFFMAN F88G90E |  | P | 115.06 | 138.07 | 100.05 | 90.05 | 144.15 | 0 | EA | TRW620 | PENTAIR F88G90E
CAB430 | 249.55 | 278.8 | LK | 6"H 24"W 240"L (20FT) LADDER | TYPE CABLE TRAY ALUMINUM |  | BLINE 46A0924240 |  |  | P | 493.12 | 591.74 | 428.8 | 395.06 | 449.19 | 493.12 | EA | CAB430 | BLINE 46A09-24-240
CAB430 | 249.55 | 278.8 | LK | 6"H 24"W 240"L (20FT) LADDER | TYPE CABLE TRAY ALUMINUM |  | BLINE 46A0924240 |  |  | P | 493.12 | 591.74 | 428.8 | 395.06 | 449.19 | 493.12 | EA | CAB430 | EPIC HA462
LAB047 | 31.16 | 27.3236 | LK | 1/2" VINYL LABEL TAPE | [5 empty] | P | 36 | 43.2 | 36 | 36 | 56.1 | 0 | EA | ? | ?
14ST903 | 0 | 0 | LK | SERVICE TRUCK | [5 empty] | P | 28.3 | 31.1 | 28.3 | 26.17 | 0 | 0 | HR | ? | ?
UNI671 | 0 | 0.71 | LK | 1/2" SQUARE WASHER FOR | UNISTRUT |  |  | BLINE B202-ZN-1/2 |  | P | 3.3 | 3.96 | 3.3 | 1.65 | 1.3 | 3.75 | EA | UNI671 | BLINE B202-ZN-1/2
UNI671 | 0 | 0.71 | LK | 1/2" SQUARE WASHER FOR | UNISTRUT |  |  | BLINE B202-ZN-1/2 |  | P | 3.3 | 3.96 | 3.3 | 1.65 | 1.3 | 3.75 | EA | UNI671 | FASTENAL 48662
BOL115 | 0 | 0 | LK | 1/4 X 1-1/4" SERRATED FLANGE | BOLT GR 5 ZINC PLATED HEX-HEAD |  |  |  |  | P | 1.74 | 2.09 | 1.45 | 1.16 | 0 | 2.09 | EA | ? | ?
PLA179 | 0 | 0 | LK | 4" SQUARE COVER FOR 30/50A | RECEPTACLE |  |  | STL CTY RS13 |  | P | 4.73 | 5.67 | 4.73 | 4.73 | 0 | 0 | EA | PLA179 | CCHC TP518
PLA179 | 0 | 0 | LK | 4" SQUARE COVER FOR 30/50A | RECEPTACLE |  |  | STL CTY RS13 |  | P | 4.73 | 5.67 | 4.73 | 4.73 | 0 | 0 | EA | PLA179 | KINDORF RS13
PLA179 | 0 | 0 | LK | 4" SQUARE COVER FOR 30/50A | RECEPTACLE |  |  | STL CTY RS13 |  | P | 4.73 | 5.67 | 4.73 | 4.73 | 0 | 0 | EA | PLA179 | RACO 810C
PLA179 | 0 | 0 | LK | 4" SQUARE COVER FOR 30/50A | RECEPTACLE |  |  | STL CTY RS13 |  | P | 4.73 | 5.67 | 4.73 | 4.73 | 0 | 0 | EA | PLA179 | STEEL CITY RS13
BRKQ111 | 13.88 | 13.88 | LK | 60A 2P CIRCUIT BREAKER | SQUARE D |  |  | SQ D QO160 |  | P | 26.77 | 32.13 | 23.28 | 18.62 | 26.77 | 0 | EA | BRKQ111 | SQUARE D QO-160
14ST811 | 0 | 15 | LK | 4 x 4 H.D. SERVICE TRUCK | [5 empty] | P | 45 | 45 | 45 | 26.17 | 15 | 0 | HR | ? | ?
14ST814 | 0 | 45 | LK | 4 x 4 H.D. SERVICE TRUCK | [5 empty] | P | 45 | 45 | 45 | 26.17 | 50 | 0 | HR | ? | ?
14ST923 | 0 | 50 | LK | 4 x 4 H.D. SERVICE TRUCK | [5 empty] | P | 45 | 45 | 45 | 26.17 | 50 | 0 | HR | ? | ?
WIC623 | 0 | 172.8751 | LK | 18G 4W 600V 6-FT WHIP EXPL PR |  |  |  | TURCK PEXG220062/0.3/14.5NPT |  | P | 0 | 0 | 0 | 0 | 345 | 0 | EA | WIC623 | DAKOTA 90403159456
WIC623 | 0 | 172.8751 | LK | 18G 4W 600V 6-FT WHIP EXPL PR |  |  |  | TURCK PEXG220062/0.3/14.5NPT |  | P | 0 | 0 | 0 | 0 | 345 | 0 | EA | WIC623 | TURCK P-EXG2-2006-2/O.3/14.5
PLCQ390 | 0 | 43.4772 | LK | 3M CORDSET WITH 20-PIN TERM | BLOCK & COLOR-CODED WIRES | M340 MODICON |  | SQ D BMXFTW301 |  | P | 90.5 | 108.6 | 90.5 | 90.5 | 90.5 | 0 | EA | PLCQ390 | SCHNEIDER BMXFTW301
PLCQ390 | 0 | 43.4772 | LK | 3M CORDSET WITH 20-PIN TERM | BLOCK & COLOR-CODED WIRES | M340 MODICON |  | SQ D BMXFTW301 |  | P | 90.5 | 108.6 | 90.5 | 90.5 | 90.5 | 0 | EA | PLCQ390 | SQUARE D BMXFTW301
PLCQ388 | 0 | 271.6263 | LK | 32 DISCRETE INPUT MODULE | WITH 40-PIN CONNECTOR | M340 MODICON |  | SQ D BMXDDI3202K |  | P | 477.3 | 572.76 | 477.3 | 477.3 | 477.3 | 0 | EA | PLCQ388 | SCHNEIDER BMXDDI3202K
PLCQ388 | 0 | 271.6263 | LK | 32 DISCRETE INPUT MODULE | WITH 40-PIN CONNECTOR | M340 MODICON |  | SQ D BMXDDI3202K |  | P | 477.3 | 572.76 | 477.3 | 477.3 | 477.3 | 0 | EA | PLCQ388 | SQUARE D BMXDDI3202K
PLCQ386 | 0 | 298.4133 | LK | 8 ANALOG INPUT MODULE | M340 MODICON |  |  | SQ D BMXAMI0800 |  | P | 551.75 | 662.1 | 551.75 | 551.75 | 551.75 | 0 | EA | PLCQ386 | SCHNEIDER BMXAMI0800
PLCQ386 | 0 | 298.4133 | LK | 8 ANALOG INPUT MODULE | M340 MODICON |  |  | SQ D BMXAMI0800 |  | P | 551.75 | 662.1 | 551.75 | 551.75 | 551.75 | 0 | EA | PLCQ386 | SQUARE D BMXAMI0800
PLCQ384 | 0 | 334.03 | LK | 4 ANALOG OUTPUT MODULE | M340 MODICON |  |  | SQ D BMXAMO0410 |  | P | 601.25 | 721.5 | 601.25 | 601.25 | 601.25 | 0 | EA | PLCQ384 | SCHNEIDER BMXAMO0410
PLCQ384 | 0 | 334.03 | LK | 4 ANALOG OUTPUT MODULE | M340 MODICON |  |  | SQ D BMXAMO0410 |  | P | 601.25 | 721.5 | 601.25 | 601.25 | 601.25 | 0 | EA | PLCQ384 | SQUARE D BMXAMO0410
PLCQ382 | 0 | 64.0153 | LK | 3M CORDSET 40 PIN CONN & TWO | ENDS WITH COLOR CODED WIRES | M340 MODICON |  | SQ D BMXFCW303 |  | P | 89.5 | 107.4 | 89.5 | 89.5 | 89.5 | 0 | EA | PLCQ382 | SCHNEIDER BMXFCW303
PLCQ382 | 0 | 64.0153 | LK | 3M CORDSET 40 PIN CONN & TWO | ENDS WITH COLOR CODED WIRES | M340 MODICON |  | SQ D BMXFCW303 |  | P | 89.5 | 107.4 | 89.5 | 89.5 | 89.5 | 0 | EA | PLCQ382 | SQUARE D BMXFCW303
PLCQ380 | 0 | 35.438 | LK | 3M PRE-WIRED CABLE WITH 28-WAY | TERMINAL BLOCK & FLYING LEADS | M340 MODICON |  | SQ D BMXFTW308S |  | P | 65.75 | 78.9 | 65.75 | 65.75 | 65.75 | 0 | EA | PLCQ380 | SCHNEIDER BMXFTW308S
PLCQ380 | 0 | 35.438 | LK | 3M PRE-WIRED CABLE WITH 28-WAY | TERMINAL BLOCK & FLYING LEADS | M340 MODICON |  | SQ D BMXFTW308S |  | P | 65.75 | 78.9 | 65.75 | 65.75 | 65.75 | 0 | EA | PLCQ380 | SQUARE D BMXFTW308S
LUB302 | 0 | 13.88 | lk | THREAD LUBRICANT 1-3/4 OZ |  |  |  | CRH STL2 |  | P | 21.66 | 25.99 | 18.83 | 18.83 | 25 | 0 | EA | LUB302 | BAR0006
LUB302 | 0 | 13.88 | lk | THREAD LUBRICANT 1-3/4 OZ |  |  |  | CRH STL2 |  | P | 21.66 | 25.99 | 18.83 | 18.83 | 25 | 0 | EA | LUB302 | COPPER CRS H STL2
LUB302 | 0 | 13.88 | lk | THREAD LUBRICANT 1-3/4 OZ |  |  |  | CRH STL2 |  | P | 21.66 | 25.99 | 18.83 | 18.83 | 25 | 0 | EA | LUB302 | OZ GEDNEY STL-2
BRKC858 | 0 | 260 | LK | 30A 3P MOLDED CASE CIRCUIT | BREAKER G-FRAME SERIES C |  |  | C HAM/W GHB3030 |  | P | 1236.58 | 1483.9 | 1236.58 | 1112.92 | 1236.58 | 1236.58 | EA | BRKC858 | BRKQ858
BRKC858 | 0 | 260 | LK | 30A 3P MOLDED CASE CIRCUIT | BREAKER G-FRAME SERIES C |  |  | C HAM/W GHB3030 |  | P | 1236.58 | 1483.9 | 1236.58 | 1112.92 | 1236.58 | 1236.58 | EA | BRKC858 | C HAMMER GHB3030
BRKC858 | 0 | 260 | LK | 30A 3P MOLDED CASE CIRCUIT | BREAKER G-FRAME SERIES C |  |  | C HAM/W GHB3030 |  | P | 1236.58 | 1483.9 | 1236.58 | 1112.92 | 1236.58 | 1236.58 | EA | BRKC858 | WESTINGHOUSE GHB3030
TAP201 | 0 | 9.6 | LK | 1/2" FIBERGLASS TAPE |  |  |  | 3M 27-1/2INX66FT |  | P | 18.98 | 22.78 | 18.98 | 17.08 | 17.5 | 0 | EA | TAP201 | 3M 27-1/2INX66FT
TAP201 | 0 | 9.6 | LK | 1/2" FIBERGLASS TAPE |  |  |  | 3M 27-1/2INX66FT |  | P | 18.98 | 22.78 | 18.98 | 17.08 | 17.5 | 0 | EA | TAP201 | GLASS CLOTH TAPE
TAP201 | 0 | 9.6 | LK | 1/2" FIBERGLASS TAPE |  |  |  | 3M 27-1/2INX66FT |  | P | 18.98 | 22.78 | 18.98 | 17.08 | 17.5 | 0 | EA | TAP201 | NSI EWGC75066
TAP201 | 0 | 9.6 | LK | 1/2" FIBERGLASS TAPE |  |  |  | 3M 27-1/2INX66FT |  | P | 18.98 | 22.78 | 18.98 | 17.08 | 17.5 | 0 | EA | TAP201 | PLYMOUTH 03451
1WTC | 0 | 0.001 | LK | WINTER TRENCHING CHARGE | OVER 300 FEET |  |  |  |  | P | 600 | 600 | 600 | 600 | 600 | 600 | EA | ? | ?
PLCQ417 | 590.34 | 539.68 | LK | ETHERNET TCP/IP NETWORK | MODULE MODICOM M340 |  |  | SQ D BMXNOE0100 |  | P | 1096.82 | 1316.18 | 1096.82 | 1096.82 | 1062.12 | 0 | EA | PLCQ417 | SQUARE D BMX NOE 0100
TERA160 | 0 | 10.6949 | LK | CIRCUIT BREAKER FUSE BLOCK | DIN RAIL MOUNT |  |  | ALB 1492H6 |  | P | 21.02 | 25.23 | 21.02 | 21.02 | 23.65 | 23.65 | EA | TERA160 | ALLEN BRADLEY 1492-H6
TERA160 | 0 | 10.6949 | LK | CIRCUIT BREAKER FUSE BLOCK | DIN RAIL MOUNT |  |  | ALB 1492H6 |  | P | 21.02 | 25.23 | 21.02 | 21.02 | 23.65 | 23.65 | EA | TERA160 | FINGER SAFE
VAL700 | 0 | 417 | LK | PRINTED CIRCUIT BOARD |  |  |  | WINN MARION VC002970 |  | P | 646.35 | 775.62 | 646.35 | 646.35 | 765 | 0 | EA | VAL700 | WINN-MARION VC002970
FRT000 | 0 | 0 | LK | FREIGHT CHARGES | [5 empty] | P | 0 | 0 | 0 | 0 | 0 | 0 | EA | ? | ?
SPL098 | 17.3659 | 16.8994 | LK | #6-250 MECH BUTT SPLICE | [5 empty] | P | 14.12 | 16.94 | 14.12 | 14.12 | 31.26 | 32.6368 | EA | ? | ?
CAB619 | 129.56 | 136.6547 | LK | 6"H 12"W 12" RAD VERT INSIIDE | BEND 90 DEG ALUMINUM |  |  | BLINE 6A1290VI12 |  | P | 242.88 | 291.46 | 211.2 | 534.4 | 233.2 | 242.88 | EA | CAB619 | BLINE 6A-12-90VI12
CAB619 | 129.56 | 136.6547 | LK | 6"H 12"W 12" RAD VERT INSIIDE | BEND 90 DEG ALUMINUM |  |  | BLINE 6A1290VI12 |  | P | 242.88 | 291.46 | 211.2 | 534.4 | 233.2 | 242.88 | EA | CAB619 | VERTICAL INSIDE BEND
1BOBA | 0 | 150 | LK | BOBCAT AUGER | [5 empty] | P | 150 | 165 | 150 | 150 | 150 | 0 | DAY | ? | ?
1WTC1 | 0 | 0.001 | LK | WINTER TRENCHING CHARGE | 1 TO 300 FEET |  |  |  |  | P | 300 | 300 | 300 | 300 | 300 | 300 | EA | ? | ?
BRKS382 | 57.7 | 47.8211 | LK | 60A 2SP 4CIRCUIT NEMA 3R LOAD- | CENTER |  |  | ITE W0204ML1060 |  | P | 62.28 | 74.73 | 62.28 | 62.28 | 103.5 | 62.28 | EA | ? | ?
MET598 | 2.56 | 4.5667 | LK | METER BASE HUB PLATE BLANK | [5 empty] | P | 6.39 | 7.66 | 6.39 | 6.39 | 4.56 | 7.38 | EA | ? | ?
CRSC290 | 0 | 5 | LK | 1/2" UF CONNECTOR | [5 empty] | P | 9.54 | 11.45 | 9.54 | 9.54 | 9 | 0 | EA | ? | ?
LEV105 | 0 | 1076.6667 | LK | DIGITAL LEVEL SENSOR KIT | 60" RIGID SENSOR, SINGLE FLOAT |  |  | OLEUM XRM060F10 |  | P | 1465.85 | 1759.01 | 1465.85 | 1465.85 | 1759 | 0 | EA | LEV105 | OLEUMTECH XRM060F10
LIG050 | 0 | 47.39 | LK | 15W 120V 6: GLIMPSE LED RETRO- | FIT FIXTURE DIMMABLE |  |  | LTG SC GLP6W27WH |  | P | 71.09 | 85.3 | 71.09 | 71.09 | 75 | 0 | EA | LIG050 | L6GLP6W27WH
LIG050 | 0 | 47.39 | LK | 15W 120V 6: GLIMPSE LED RETRO- | FIT FIXTURE DIMMABLE |  |  | LTG SC GLP6W27WH |  | P | 71.09 | 85.3 | 71.09 | 71.09 | 75 | 0 | EA | LIG050 | LIGHTING SCIENCE GROUP
LIG050 | 0 | 47.39 | LK | 15W 120V 6: GLIMPSE LED RETRO- | FIT FIXTURE DIMMABLE |  |  | LTG SC GLP6W27WH |  | P | 71.09 | 85.3 | 71.09 | 71.09 | 75 | 0 | EA | LIG050 | RETROFIT
CRT102 | 670.02 | 670.02 | LK | 400 AMP CT CABINET | [5 empty] | P | 982.4 | 1178.88 | 982.4 | 982.4 | 1206.05 | 1256.404 | EA | ? | ?
BLO272 | 46.1408 | 46.1408 | LK | 250 MCM 4 HOLE MOTOR LUGS | [5 empty] | P | 68.57 | 82.28 | 68.57 | 68.57 | 83.05 | 68.57 | EA | ? | ?
SWL120 | 0 | 1982.6483 | LK | 20-FT FLOAT SWITCH |  |  |  | VEGA VEGAFLEX81 |  | P | 3918.5 | 4702.2 | 3918.5 | 3526.65 | 3888.28 | 0 | EA | SWL120 | VEGA AMERICA VEGAFLEX 81
POT100 | 20.76 | 19.58 | LK | HONEYWELL SPEED POT | POTENTIOMETER |  |  |  |  | P | 15.94 | 19.13 | 15.94 | 15.94 | 37.37 | 37.37 | EA | ? | ?
VFD039 | 688 | 688 | LK | 5 HP VFD CONTROLLER | [5 empty] | P | 2378.48 | 2854.17 | 2378.48 | 2378.48 | 2378.48 | 2452.81 | EA | ? | ?
BRKS420 | 94.16 | 94.16 | LK | 100A 120/240V 30 CIRCUIT | SIEMANS LOAD CENTER |  |  |  |  | P | 224 | 268.8 | 224 | 224 | 169.5 | 0 | EA | ? | ?
ALA110 | 1195 | 1195 | LK | H2S SENSOR |  |  |  | DETCON 966014520100 TP624D |  | P | 1684.79 | 2021.75 | 1684.79 | 1684.79 | 2151 | 2151 | EA | ALA110 | DETCON 966-014520-100
ALA110 | 1195 | 1195 | LK | H2S SENSOR |  |  |  | DETCON 966014520100 TP624D |  | P | 1684.79 | 2021.75 | 1684.79 | 1684.79 | 2151 | 2151 | EA | ALA110 | DETCON MOD TP-624-D
ALA110 | 1195 | 1195 | LK | H2S SENSOR |  |  |  | DETCON 966014520100 TP624D |  | P | 1684.79 | 2021.75 | 1684.79 | 1684.79 | 2151 | 2151 | EA | ALA110 | JAH3100
ALA120 | 1195 | 1195 | LK | LEL COMBUSTIBLE GAS SENSOR |  |  |  | DETCON 966524520100 FP624D |  | P | 1690.65 | 2028.79 | 1690.65 | 1690.65 | 2151 | 1944.25 | EA | ALA120 | DETCON MOD FP-624-D
ALA120 | 1195 | 1195 | LK | LEL COMBUSTIBLE GAS SENSOR |  |  |  | DETCON 966524520100 FP624D |  | P | 1690.65 | 2028.79 | 1690.65 | 1690.65 | 2151 | 1944.25 | EA | ALA120 | JAH3000
BRKQ120 | 0 | 0 | LK | 20 AMP SP 277V BREAKER | [5 empty] | P | 48.44 | 58.13 | 48.44 | 48.44 | 48.44 | 0 | EA | ? | ?
VAL100 | 0 | 1264.625 | LK | TRIANGLE RTU KIT | [5 empty] | P | 2161.3 | 2593.56 | 2161.3 | 2161.3 | 2161.3 | 0 | EA | ? | ?
TAH412 | 150.65 | 150.65 | LK | NELSON HASK E-12 DIV I CON KIT | [5 empty] | P | 270 | 270 | 270 | 270 | 270 | 0 | EA | ? | ?
TAP225 | 1.12 | 3.7042 | LK | 1/2" TEFLON TAPE | [5 empty] | P | 7 | 8.4 | 7 | 6.3 | 2.02 | 0 | EA | ? | ?
BOX440 | 0 | 44.37 | LK | 30A 120V 1PH POWER OUTLET | PANEL RECEPTACLE SINGLE | NEMA 3R |  | MIL P13 |  | P | 58.08 | 69.69 | 50.5 | 50.5 | 0 | 0 | EA | BOX440 | MILBANK P-13
INTQ105 | 12.61 | 12.61 | LK | AUXILARY CONTACT 1 N/O |  |  |  | SQ D 9999DD10 |  | P | 18.3 | 21.96 | 18.3 | 18.3 | 22.7 | 0 | EA | INTQ105 | SQUARE D 9999 DD10
LAM173 | 1.31 | 1.31 | LK | 150W INCANDESCENT LAMP |  |  |  | OSRAM 150A21/CL |  | P | 5.92 | 7.1 | 5.92 | 3.84 | 2.4 | 6.81 | EA | LAM173 | OSRAM SYLVANIA 150A21/CL
LAM173 | 1.31 | 1.31 | LK | 150W INCANDESCENT LAMP |  |  |  | OSRAM 150A21/CL |  | P | 5.92 | 7.1 | 5.92 | 3.84 | 2.4 | 6.81 | EA | LAM173 | PHILIPS 150A/CL
LAM173 | 1.31 | 1.31 | LK | 150W INCANDESCENT LAMP |  |  |  | OSRAM 150A21/CL |  | P | 5.92 | 7.1 | 5.92 | 3.84 | 2.4 | 6.81 | EA | LAM173 | PHILIPS 37418-1
LAM173 | 1.31 | 1.31 | LK | 150W INCANDESCENT LAMP |  |  |  | OSRAM 150A21/CL |  | P | 5.92 | 7.1 | 5.92 | 3.84 | 2.4 | 6.81 | EA | LAM173 | PHILIPS 374181
ANT119 | 237 | 238.0462 | LK | SA1000 AK4 ANTENNA KIT | [5 empty] | P | 460.93 | 460.93 | 460.93 | 460.93 | 505.35 | 0 | EA | ? | ?
VAL300 | 0 | 61 | LK | 19 MM SQAURE COUPLER FOR VALVE | [5 empty] | P | 104.92 | 125.9 | 104.92 | 94.43 | 104.92 | 112.35 | EA | ? | ?
PLCO803 | 0 | 599.4 | LK | DIGITAL LEVEL TRANSMITTER | QUICK CONNECT 900MHZ |  |  | OLEUM LM500WDGQC |  | P | 1109.75 | 1331.7 | 965 | 965 | 965 | 0 | EA | PLCO803 | OLEUMTECH LM5000-WDG-QC
PLCO820 | 0 | 1506 | LK | DIGITAL SENSOR 1-FLOAT 252" | ULTRA-FLEX QUICK CONNECT |  |  | OLEUM UG222T1F1252-QC |  | P | 2600 | 3120 | 2600 | 2600 | 2600 | 0 | EA | PLCO820 | OLEUMTECH UG222T1F1252-QC
PLCO822 | 0 | 1581 | LK | DIGITAL SENSOR 2-FLOAT 252" | ULTRA-FLEX QUICK CONNECT |  |  | OLEUM UG222R1F22520QC |  | P | 2700 | 3240 | 2700 | 2700 | 2700 | 0 | EA | PLCO822 | OLEUMTECH UG222R1F2252-QC
COP922 | 4.91 | 4.9143 | LK | 6" PVC COUPLING | [5 empty] | P | 16.27 | 19.52 | 16.27 | 16.27 | 8.85 | 0 | EA | ? | ?
GRO660 | 353.14 | 353.14 | LK | 50' STATIC DISCHARGE GROUNDING | REEL WITH CLAMP |  |  | BUR BSD2050 |  | P | 463.26 | 555.91 | 463.26 | 463.26 | 635.65 | 0 | EA | GRO660 | BURNDY BSD2050
PLU452 | 0 | 17.14 | LK | 30A 125V 2P 3W L5-30P PLUG | [5 empty] | P | 60.85 | 73.02 | 60.85 | 54.76 | 117.75 | 0 | EA | ? | ?
REC130 | 0 | 13.2983 | LK | 30A 125V 2P 3W L5-30R | [5 empty] | P | 106.6 | 127.92 | 106.6 | 95.94 | 23.95 | 0 | EA | ? | ?
PIP090 | 0 | 7.94 | LK | 2 x 1" B/I BUSHING | [5 empty] | P | 13.48 | 13.48 | 13.48 | 13.48 | 13.48 | 0 | EA | ? | ?
PIP088 | 0 | 4.059 | LK | 1" x 3/4" B/I BUSHING | [5 empty] | P | 7.31 | 7.31 | 7.31 | 7.31 | 7.31 | 0 | EA | ? | ?
LUG308 | 0 | 3.2233 | LK | #14-#2 MECHANICAL LUG 1 HOLE | [5 empty] | P | 73.17 | 87.81 | 73.17 | 65.85 | 1 | 73.17 | EA | ? | ?
PLCQ378 | 0 | 472.37 | LK | ANALOG MODULE 4 IN 2 OUT | [5 empty] | P | 0 | 0 | 0 | 0 | 76.7 | 0 | EA | ? | ?
RELQ600 | 0 | 0.5353 | LK | RELAY JUMPER- 2 POLE RXZS2 | [5 empty] | P | 0 | 0 | 0 | 0 | 0.79 | 0 | EA | ? | ?
TERQ102 | 0 | 1.2504 | LK | TERMINAL BLOCK 4 POS DIN RAIL | [5 empty] | P | 0 | 0 | 0 | 0 | 2.07 | 0 | EA | ? | ?
TERQ104 | 0 | 0.3402 | LK | TERMINAL END COVER 4 PT | [5 empty] | P | 0 | 0 | 0 | 0 | 0.77 | 0 | EA | ? | ?
TERQ106 | 0 | 0.8738 | LK | DIN RAIL END CLAMP | [5 empty] | P | 0 | 0 | 0 | 0 | 1.53 | 0 | EA | ? | ?
TERQ108 | 0 | 2.2976 | LK | TERMINAL JUMPER- 10 POLE | [5 empty] | P | 0 | 0 | 0 | 0 | 3.28 | 0 | EA | ? | ?
TERQ114 | 0 | 1.6057 | LK | PLUG IN JUMPER 10 POLE | [5 empty] | P | 0 | 0 | 0 | 0 | 4.77 | 0 | EA | ? | ?
LAB175 | 9 | 9 | LK | 1" X 3" SS TAG (2 HOLES) | [5 empty] | P | 7.6 | 9.12 | 7.6 | 7.6 | 16.2 | 0 | EA | ? | ?
TERQ110 | 0 | 0.56 | LK | PARTITION PLATE 2.5MM | [5 empty] | P | 0 | 0 | 0 | 0 | 0.61 | 0 | EA | ? | ?
LAB040 | 0 | 0.5778 | LK | STRIP AND TERMINAL LABELS | [5 empty] | P | 0 | 0 | 0 | 0 | 0.5 | 0 | EA | ? | ?
LAB042 | 0 | 2.242 | LK | BLANK TERMINAL LABEL | [5 empty] | P | 0 | 0 | 0 | 0 | 3.6 | 0 | EA | ? | ?
TERQ112 | 0 | 0.7236 | LK | SCREW TERMINAL BLOCK, DIN | [5 empty] | P | 0 | 0 | 0 | 0 | 1.1 | 0 | EA | TERQ112 | xlk024
MOTW829 | 0 | 6500 | LK | 150HP 1800 RPM WORLDWIDE | [5 empty] | P | 8604.39 | 10325.39 | 8604.39 | 7744.04 | 8604.39 | 8965.16 | EA | ? | ?
TOUQ109 | 0 | 1962.11 | LK | HMIGTO5310 10.4" TOUCHSCREEN | [5 empty] | P | 3698.44 | 3698.44 | 3698.44 | 3698.44 | 3698.44 | 3698.44 | EA | ? | ?
ENS352 | 0 | 207.0318 | LK | 18" X 14" HINGED ENCLOSURE | [5 empty] | P | 359.96 | 359.96 | 359.96 | 359.96 | 359.96 | 359.96 | EA | ? | ?
ENS050 | 0 | 22.0767 | LK | MINI LATCH FOR ENCLOSURE | [5 empty] | P | 0 | 0 | 0 | 0 | 37.54 | 0 | EA | ? | ?
ENS052 | 0 | 226.7022 | LK | 18" X 14" HINGED WINDOW KIT | [5 empty] | P | 0 | 0 | 0 | 0 | 402.71 | 0 | EA | ? | ?
POW180 | 0 | 517.14 | LK | POWER SUPPLY 20A 24V 480W | SCHNEIDER ABL8RPM24200 |  |  |  |  | P | 0 | 0 | 0 | 0 | 894.65 | 0 | EA | ? | ?
LUG340 | 1.64 | 2.0705 | LK | #4-14 LAY IN LUG | [5 empty] | P | 4.43 | 5.31 | 4.43 | 3.99 | 2.95 | 4.95 | EA | ? | ?
COF671 | 0 | 3.38 | LK | 1" 90-DEG GROUNDING SEALTITE | FLEX CONNECTOR |  |  | TB 5254GR |  | P | 75.29 | 90.35 | 65.47 | 55.65 | 5.25 | 0 | EA | COF671 | T&B 5254GR
REL365 | 0 | 15 | LK | 10A 24VDC 3PDT 11-BLADE RELAY | WITH LED GENERAL PURPOSE |  |  | SQ D RXM3AB2BD |  | P | 11.5 | 13.8 | 10 | 10 | 27 | 11.5 | EA | REL365 | SQUARE D RXM3AB2BD
REL365 | 0 | 15 | LK | 10A 24VDC 3PDT 11-BLADE RELAY | WITH LED GENERAL PURPOSE |  |  | SQ D RXM3AB2BD |  | P | 11.5 | 13.8 | 10 | 10 | 27 | 11.5 | EA | REL365 | TELEMECANIQUE
REL365 | 0 | 15 | LK | 10A 24VDC 3PDT 11-BLADE RELAY | WITH LED GENERAL PURPOSE |  |  | SQ D RXM3AB2BD |  | P | 11.5 | 13.8 | 10 | 10 | 27 | 11.5 | EA | REL365 | ZELIO
LUG105 | 0 | 1.54 | LK | #4 COMPRESSION LUG 1 HOLE |  |  |  | BUR YRA4CU1 |  | P | 11.57 | 13.89 | 10.52 | 8.42 | 10.52 | 11.57 | EA | LUG105 | BURNDY YRA4CU-1
CLG353 | 0 | 32.5 | lk | 4" ALUMINUM GROUND CLAMP | 6SOL-250MCM ALCU |  |  |  |  | P | 63.54 | 76.25 | 55.25 | 49.73 | 58.5 | 0 | EA | CLG353 | PENN UNION GC-4
TAP250 | 0.09 | 0.2085 | LK | 2" WIDE RED/SILVER REFLECTIVE | TAPE (PER FT) |  |  |  |  | P | 2.3 | 2.76 | 2 | 1.8 | 0.18 | 0 | EA | ? | ?
CRSG260 | 0 | 44.58 | LK | EXPL PR BOX WITH SEVEN 3/4" | HUBS |  |  | APP GRSS75 |  | P | 101.48 | 121.77 | 92.55 | 74.04 | 80.25 | 101.48 | EA | CRSG260 | APPLETON GRSS75
CRSG260 | 0 | 44.58 | LK | EXPL PR BOX WITH SEVEN 3/4" | HUBS |  |  | APP GRSS75 |  | P | 101.48 | 121.77 | 92.55 | 74.04 | 80.25 | 101.48 | EA | CRSG260 | KILLARK GRSS2
WIC107 | 0 | 9394.4 | LK | 2/3C CU W/GRND 5KV ARMORED | CABLE DIRECT BURIAL |  |  |  |  | P | 19118.75 | 22942.5 | 16625 | 19440 | 19118.785 | 19118.75 | FT | WIC107 | CLX
WIC107 | 0 | 9394.4 | LK | 2/3C CU W/GRND 5KV ARMORED | CABLE DIRECT BURIAL |  |  |  |  | P | 19118.75 | 22942.5 | 16625 | 19440 | 19118.785 | 19118.75 | FT | WIC107 | TEK
BRKS440 | 554.93 | 591.3767 | LK | 200A 42SP 60CRKT 3PH MAIN BRK | CONVERTIBLE LOAD CENTER |  |  | ITE P4260B3200CU |  | P | 1097.16 | 1316.59 | 954.05 | 858.65 | 998.9 | 1097.16 | EA | BRKS440 | FURNAS
BRKS440 | 554.93 | 591.3767 | LK | 200A 42SP 60CRKT 3PH MAIN BRK | CONVERTIBLE LOAD CENTER |  |  | ITE P4260B3200CU |  | P | 1097.16 | 1316.59 | 954.05 | 858.65 | 998.9 | 1097.16 | EA | BRKS440 | ITE
BRKS440 | 554.93 | 591.3767 | LK | 200A 42SP 60CRKT 3PH MAIN BRK | CONVERTIBLE LOAD CENTER |  |  | ITE P4260B3200CU |  | P | 1097.16 | 1316.59 | 954.05 | 858.65 | 998.9 | 1097.16 | EA | BRKS440 | P4260B3200CU
BRKS440 | 554.93 | 591.3767 | LK | 200A 42SP 60CRKT 3PH MAIN BRK | CONVERTIBLE LOAD CENTER |  |  | ITE P4260B3200CU |  | P | 1097.16 | 1316.59 | 954.05 | 858.65 | 998.9 | 1097.16 | EA | BRKS440 | SIEMANS
DEC211 | 3.71 | 3.71 | LK | 4X6" DECAL "ARC FLASh" |  |  |  | IDEAL 44-895 |  | P | 6.92 | 8.31 | 6.02 | 5.42 | 6.7 | 6.92 | EA | DEC211 | IDEAL 44-895
SHR103 | 5.78 | 15.7646 | LK | IN-LINE HEAT SHRINK SPLICE #2- | 500AWG 9IN |  |  | RAY WCSM34/8225S |  | P | 8.89 | 10.67 | 7.73 | 6.96 | 10.45 | 8.89 | EA | SHR103 | BORDER STATES 2746604
SHR103 | 5.78 | 15.7646 | LK | IN-LINE HEAT SHRINK SPLICE #2- | 500AWG 9IN |  |  | RAY WCSM34/8225S |  | P | 8.89 | 10.67 | 7.73 | 6.96 | 10.45 | 8.89 | EA | SHR103 | RAYCHEM WCSM-34/8-225S
LUG324 | 5.04 | 9.155 | LK | 4-500MCM ALCU MECHANICAL LUG | (SOLDERLESS) |  |  | BUR KA34U |  | P | 17.68 | 21.22 | 15.37 | 13.83 | 9.1 | 0 | EA | LUG324 | BLACKBURN ADR50
LUG324 | 5.04 | 9.155 | LK | 4-500MCM ALCU MECHANICAL LUG | (SOLDERLESS) |  |  | BUR KA34U |  | P | 17.68 | 21.22 | 15.37 | 13.83 | 9.1 | 0 | EA | LUG324 | BURNDY KA34U
LUG324 | 5.04 | 9.155 | LK | 4-500MCM ALCU MECHANICAL LUG | (SOLDERLESS) |  |  | BUR KA34U |  | P | 17.68 | 21.22 | 15.37 | 13.83 | 9.1 | 0 | EA | LUG324 | ILSCO TA500
LUG324 | 5.04 | 9.155 | LK | 4-500MCM ALCU MECHANICAL LUG | (SOLDERLESS) |  |  | BUR KA34U |  | P | 17.68 | 21.22 | 15.37 | 13.83 | 9.1 | 0 | EA | LUG324 | NSI 500T
LUG324 | 5.04 | 9.155 | LK | 4-500MCM ALCU MECHANICAL LUG | (SOLDERLESS) |  |  | BUR KA34U |  | P | 17.68 | 21.22 | 15.37 | 13.83 | 9.1 | 0 | EA | LUG324 | OENN UNION LA500
TLSB108 | 0 | 0 | LK | SMALL STEP DRILL BIT | [5 empty] | P | 92 | 110.4 | 80 | 72 | 92 | 92 | EA | ? | ?
TIM204 | 29.26 | 29.26 | LK | 30-MINUTE SPRING WOUND TIMER |  |  |  | TORK A530M |  | P | 43.79 | 52.55 | 39.81 | 43.79 | 52.7 | 0 | EA | TIM204 | TORK A530M
TIM204 | 29.26 | 29.26 | LK | 30-MINUTE SPRING WOUND TIMER |  |  |  | TORK A530M |  | P | 43.79 | 52.55 | 39.81 | 43.79 | 52.7 | 0 | EA | TIM204 | TORK A530MA
TIM204 | 29.26 | 29.26 | LK | 30-MINUTE SPRING WOUND TIMER |  |  |  | TORK A530M |  | P | 43.79 | 52.55 | 39.81 | 43.79 | 52.7 | 0 | EA | TIM204 | TORK A530MW
VAL449 | 0 | 3038 | LK | 4" BUTTERFLY VALVE W/ ACTUATOR | [5 empty] | P | 1870 | 2244 | 1870 | 1683 | 4500 | 2068 | EA | ? | ?
VAL451 | 0 | 2516 | LK | 3" BUTTERFLY VALVE W/ ACTUATOR | [5 empty] | P | 1632 | 1958.4 | 1632 | 1468.8 | 1728 | 1804.8 | EA | ? | ?
CAB680 | 0 | 102.77 | LK | PAINTED TRAY STANDS | [5 empty] | P | 239.2 | 287.04 | 208 | 187.2 | 185 | 239.2 | EA | ? | ?
PLU456 | 32.45 | 32.45 | LK | 20A 3P4W 480V 3PH L1620 FEMAL | LOCKING CORD CONNECTOR |  |  | WOOD 27W76/ERIC 2424CW6P |  | P | 84.18 | 101.02 | 73.2 | 62.22 | 58.4 | 84.18 | EA | PLU456 | BRYANT 27W76BRY
PLU456 | 32.45 | 32.45 | LK | 20A 3P4W 480V 3PH L1620 FEMAL | LOCKING CORD CONNECTOR |  |  | WOOD 27W76/ERIC 2424CW6P |  | P | 84.18 | 101.02 | 73.2 | 62.22 | 58.4 | 84.18 | EA | PLU456 | COOPER L1620CW
PLU456 | 32.45 | 32.45 | LK | 20A 3P4W 480V 3PH L1620 FEMAL | LOCKING CORD CONNECTOR |  |  | WOOD 27W76/ERIC 2424CW6P |  | P | 84.18 | 101.02 | 73.2 | 62.22 | 58.4 | 84.18 | EA | PLU456 | ERICSON 2424-CW6P
PLU456 | 32.45 | 32.45 | LK | 20A 3P4W 480V 3PH L1620 FEMAL | LOCKING CORD CONNECTOR |  |  | WOOD 27W76/ERIC 2424CW6P |  | P | 84.18 | 101.02 | 73.2 | 62.22 | 58.4 | 84.18 | EA | PLU456 | HUBBELL HBL2433SW
PLU456 | 32.45 | 32.45 | LK | 20A 3P4W 480V 3PH L1620 FEMAL | LOCKING CORD CONNECTOR |  |  | WOOD 27W76/ERIC 2424CW6P |  | P | 84.18 | 101.02 | 73.2 | 62.22 | 58.4 | 84.18 | EA | PLU456 | LEVITON 27W76
PLU456 | 32.45 | 32.45 | LK | 20A 3P4W 480V 3PH L1620 FEMAL | LOCKING CORD CONNECTOR |  |  | WOOD 27W76/ERIC 2424CW6P |  | P | 84.18 | 101.02 | 73.2 | 62.22 | 58.4 | 84.18 | EA | PLU456 | WOODHEAD 27W76
PLU455 | 0 | 20.62 | LK | 20A 3P4W 480V 3PH L1620 MALE | LOCKING BLADE CORD PLUG |  |  | WOOD 26W76/ERIC 2324PW6P |  | P | 67.05 | 80.45 | 58.3 | 49.56 | 67.05 | 67.05 | EA | PLU455 | BRYANT 26W76BRY
PLU455 | 0 | 20.62 | LK | 20A 3P4W 480V 3PH L1620 MALE | LOCKING BLADE CORD PLUG |  |  | WOOD 26W76/ERIC 2324PW6P |  | P | 67.05 | 80.45 | 58.3 | 49.56 | 67.05 | 67.05 | EA | PLU455 | COOPER L1620PW
PLU455 | 0 | 20.62 | LK | 20A 3P4W 480V 3PH L1620 MALE | LOCKING BLADE CORD PLUG |  |  | WOOD 26W76/ERIC 2324PW6P |  | P | 67.05 | 80.45 | 58.3 | 49.56 | 67.05 | 67.05 | EA | PLU455 | ERICSON 2324-PW6P
PLU455 | 0 | 20.62 | LK | 20A 3P4W 480V 3PH L1620 MALE | LOCKING BLADE CORD PLUG |  |  | WOOD 26W76/ERIC 2324PW6P |  | P | 67.05 | 80.45 | 58.3 | 49.56 | 67.05 | 67.05 | EA | PLU455 | HUBBELL HBL2431SW
PLU455 | 0 | 20.62 | LK | 20A 3P4W 480V 3PH L1620 MALE | LOCKING BLADE CORD PLUG |  |  | WOOD 26W76/ERIC 2324PW6P |  | P | 67.05 | 80.45 | 58.3 | 49.56 | 67.05 | 67.05 | EA | PLU455 | LEVITON 26W76
PLU455 | 0 | 20.62 | LK | 20A 3P4W 480V 3PH L1620 MALE | LOCKING BLADE CORD PLUG |  |  | WOOD 26W76/ERIC 2324PW6P |  | P | 67.05 | 80.45 | 58.3 | 49.56 | 67.05 | 67.05 | EA | PLU455 | WOODHEAD 26W76
LUG660 | 26.75 | 26.75 | LK | SQ. D CB LUG KIT AL250JD | [5 empty] | P | 114.74 | 137.68 | 114.74 | 103.26 | 48.15 | 131.95 | EA | ? | ?
14ST1036 | 0 | 50 | LK | SERVICE TRUCK | [5 empty] | P | 50 | 55 | 50 | 26.17 | 50 | 50 | HR | ? | ?
14ST1037 | 0 | 50 | LK | SERVICE TRUCK | [5 empty] | P | 50 | 55 | 50 | 26.17 | 50 | 50 | HR | ? | ?
BUG500 | 5.2244 | 5.2229 | LK | 1" SPLIT GROUNDING BUSHING | BRIDGEPORT SGB38CL |  |  |  |  | P | 8.93 | 10.71 | 8.93 | 8.03 | 9.4 | 0 | EA | ? | ?
BUG502 | 7.6216 | 7.6213 | LK | 1 1/2" SPLIT GROUNDING BUSHING | BRIDGEPORT SGB385CL |  |  |  |  | P | 13.03 | 15.64 | 13.03 | 11.73 | 13.72 | 0 | EA | ? | ?
BUG504 | 10.235 | 8.4075 | LK | 2" SPLIT GROUNDING BUSHING | BRIDGEPORT SGB386CL |  |  |  |  | P | 17.49 | 20.99 | 17.49 | 15.74 | 0 | 0 | EA | ? | ?
BUG501 | 0 | 6.97 | LK | 1 1/4" SPLIT GROUNDING BUSHING | SGB384CL |  |  |  |  | P | 13.26 | 15.91 | 13.26 | 11.93 | 15.25 | 0 | EA | ? | ?
BUG498 | 0 | 4.9529 | LK | 3/4" SPLIT GROUNDING BUSHING | SGB382CL |  |  |  |  | P | 8.61 | 10.34 | 8.61 | 7.75 | 9.9 | 0 | EA | ? | ?
CAB615 | 0 | 102.77 | LK | CABLE TRAY STAND CUSTOM | [5 empty] | P | 239.2 | 287.04 | 208 | 187.2 | 185 | 239.2 | EA | ? | ?
PLU140 | 12.7 | 12.7 | LK | FLANGED INLET COUNTERSUNK 120V | HUBBLE HPL5278C |  |  |  |  | P | 38.11 | 45.74 | 38.11 | 34.3 | 22.9 | 0 | EA | ? | ?
1BOBT | 0 | 6 | LK | TRENCHER ATTACHMENT | [5 empty] | P | 6 | 7.2 | 6 | 6 | 6 | 6 | FT | ? | ?
SWL140 | 0 | 514.19 | LK | 6" TUNING FORK LEVEL SWITCH | ENDRESS HAUSER FTL51-1VNX1/0 |  |  |  |  | P | 932.33 | 1118.79 | 932.33 | 839.03 | 1118.79 | 0 | EA | ? | ?
PLCQ650 | 51.98 | 51.98 | LK | PLC CORD SET BMXFCW301S | [5 empty] | P | 101.05 | 121.26 | 101.05 | 90.94 | 93.56 | 0 | EA | ? | ?
ENS279 | 142.39 | 142.39 | LK | 16"X12" NEMA 4 ENCLOSURE | MILBANK M4S161206 |  |  |  |  | P | 472.51 | 567.02 | 472.51 | 425.26 | 256.3 | 0 | EA | ? | ?
LIG505 | 41.89 | 41.89 | LK | LED EXIT SIGN 120/277V UNIVERS | SINGLE/DOUBLE FACE |  |  |  |  | P | 43.24 | 51.89 | 37.6 | 33.84 | 75.5 | 43.24 | EA | LIG505 | 00067100856
LIG505 | 41.89 | 41.89 | LK | LED EXIT SIGN 120/277V UNIVERS | SINGLE/DOUBLE FACE |  |  |  |  | P | 43.24 | 51.89 | 37.6 | 33.84 | 75.5 | 43.24 | EA | LIG505 | EELP XE2RW-EM
ENS568 | 0 | 865.37 | LK | 48" X 48" X 12" WP ENCLOSURE | HAMMOND EN4TD484812GY |  |  |  |  | P | 1661.51 | 1993.81 | 1661.51 | 1495.36 | 1831.12 | 0 | EA | ? | ?
WIC727 | 0 | 0.2399 | LK | WP BOOT FOR RJ45 | IDEAL 85-380 |  |  |  |  | P | 0 | 0 | 0 | 0 | 0.71 | 0 | EA | ? | ?
END700 | 0 | 7775.44 | LK | CORIOLIS METER F200 SERIES | EMERSON F200S41BC2BAEZZZZ |  |  |  |  | P | 0 | 0 | 0 | 0 | 13995.79 | 0 | EA | ? | ?
ENS740 | 0 | 7589.665 | LK | 36" X 24" X 8" ROC BOX | NOVASPECT 2 WELL ROC BOX |  |  |  |  | P | 0 | 0 | 0 | 0 | 12328.79 | 0 | EA | ? | ?
END701 | 0 | 2164.496 | LK | CORIOLIS DISPLAY | EMERSON 1700R12ABEZZZPK |  |  |  |  | P | 0 | 0 | 0 | 0 | 3379.64 | 0 | EA | ? | ?
BRKQ815 | 0 | 222.85 | LK | 200 AMP 1PH 8SP LOADCENTER | SQUARE D |  |  | QO1816M200FTRB |  | P | 550 | 660 | 550 | 550 | 545.63 | 0 | EA | ? | ?
CAB563 | 8.7 | 8.7 | LK | 6" H WEDGE LOCK SPLICE PLATE | (PAIR) |  |  | BLINE 9A1006 |  | P | 13.16 | 15.79 | 11.44 | 10.3 | 14.55 | 13.16 | EA | CAB563 | BLINE 9A-1006
TRA160 | 0 | 1663.28 | LK | UPPER DIFFERENTIAL TRANSMITTER | EMERSON 3051SAM2ST2A |  |  |  |  | P | 0 | 0 | 0 | 0 | 3243.4 | 0 | EA | ? | ?
TRA162 | 0 | 2154.32 | LK | LOWER DIFFERENTIAL TRANSMITTER | EMERSON 3051SAM2PT2A |  |  |  |  | P | 0 | 0 | 0 | 0 | 4200.92 | 0 | EA | ? | ?
ENB700 | 0 | 70.35 | LK | DOOR STOP KIT | HAMMOND DSTOPK |  |  |  |  | P | 0 | 0 | 0 | 0 | 126.63 | 0 | EA | ? | ?
ENB702 | 0 | 66.95 | LK | DRIP SHIELD FOR ENCLOSURE | HAMMOND DK48GY |  |  |  |  | P | 0 | 0 | 0 | 0 | 120.51 | 0 | EA | ? | ?
ENB540 | 0 | 174.48 | LK | 48" X 48" ENCLOSURE BACKPLATE | HAMMOND EP4848 |  |  |  |  | P | 0 | 0 | 0 | 0 | 304.02 | 0 | EA | ? | ?
POW152 | 0 | 229.045 | LK | 10A 24VDC POWER SUPPLY | USB 10.245 |  |  |  |  | P | 0 | 0 | 0 | 0 | 215.29 | 0 | EA | ? | ?
SUR118 | 0 | 84 | LK | CLASS 2 PROTECTION MODULE | PULS PISA11 CLASS 2 |  |  |  |  | P | 0 | 0 | 0 | 0 | 151.2 | 0 | EA | ? | ?
ENB802 | 0 | 5.97 | LK | METAL DINCLIP KIT | HAMMOND 1427DIN42M |  |  |  |  | P | 0 | 0 | 0 | 0 | 11.27 | 0 | EA | ? | ?
VAL604 | 0 | 3447.283 | LK | ZAVANNA D3 2" ELECTROVALVE | NOVASPECT D3-15178 | INCL WHIP |  |  |  | P | 6312.9 | 7575.48 | 6312.9 | 5681.61 | 6721.64 | 0 | EA | ? | ?
LIG324 | 0 | 500.3678 | LK | 45W X-PRF LED FIXT W/ GUARD | KILLARK EMLC4530X2 |  |  |  |  | P | 0 | 0 | 0 | 0 | 1191.57 | 0 | EA | ? | ?
TRW598 | 0 | 251.16 | LK | 12" X 12" X 48" NEMA 3R | WIEGMANN HFWS20800195 |  |  |  |  | P | 0 | 0 | 0 | 0 | 494.47 | 0 | EA | ? | ?
WIC719 | 0 | 0.19 | LK | VDV826-600 RJ11 TEL PLUG | KLEIN |  |  |  |  | P | 12.72 | 15.26 | 12.72 | 11.44 | 0.35 | 14.82 | EA | ? | ?
14ST1068 | 0 | 50 | LK | SERVICE TRUCK | [5 empty] | P | 50 | 55 | 50 | 26.17 | 50 | 50 | HR | ? | ?
1BOBC1066 | 0 | 175 | LK | BOBCAT | [5 empty] | P | 0 | 0 | 0 | 0 | 175 | 0 | DAY | ? | ?
1TR1099 | 0 | 50 | LK | TRAILER | [5 empty] | P | 50 | 50 | 50 | 15.68 | 50 | 0 | DAY | ? | ?
1TR1100 | 0 | 50 | LK | TRAILER | [5 empty] | P | 50 | 50 | 50 | 15.68 | 50 | 0 | DAY | ? | ?
1TR1101 | 0 | 50 | LK | TRAILER | [5 empty] | P | 50 | 50 | 50 | 15.68 | 50 | 0 | DAY | ? | ?
BRKC500 | 0 | 21.43 | LK | 15A 1P BAB BOLT-ON 10 KAIC | CH BAB1020 |  |  |  |  | P | 36.79 | 44.15 | 36.79 | 33.11 | 38.6 | 42.31 | EA | ? | ?
1TRCH1071 | 0 | 3 | LK | TRENCHING | [5 empty] | P | 0 | 0 | 0 | 0 | 3 | 3 | FT | ? | ?
PLCO832 | 0 | 1722.86 | LK | DIGITAL SENSOR 2-FLOAT 312" |  |  |  | OLEUMTECH UM282R1F2312 |  | P | 0 | 0 | 0 | 0 | 3315.95 | 0 | EA | ? | ?
PLCO811 | 0 | 539.4 | LK | SM5000-DJ DISCRETE TRANSMITTER |  |  |  | OLEUMTECH |  | P | 0 | 0 | 0 | 0 | 931.95 | 0 | EA | ? | ?
PLCO809 | 0 | 539.4 | LK | SM5000-JP PRESSURE TRANSMITTER |  |  |  | OLEUMTECH |  | P | 0 | 0 | 0 | 0 | 931.95 | 0 | EA | ? | ?
ANT400 | 0 | 73.0266 | LK | H-SERIES CONFIG CABLE KIT |  |  |  | SX1000-CC8 |  | P | 0 | 0 | 0 | 0 | 139.23 | 0 | EA | ? | ?
ANT402 | 0 | 89.8266 | LK | WIO SYSTEM CABLE KIT |  |  |  | SX1000-CK2 |  | P | 0 | 0 | 0 | 0 | 171.99 | 0 | EA | ? | ?
PLCO813 | 0 | 509.4 | LK | SM5000-RTD TEMP TRANSMITTER |  |  |  | OLEUMTECH |  | P | 0 | 0 | 0 | 0 | 993.33 | 0 | EA | ? | ?
PLCO850 | 0 | 84 | LK | RTD TEMP SENSOR |  |  |  | OLEUMTECH RTD004 |  | P | 0 | 0 | 0 | 0 | 163.8 | 0 | EA | ? | ?
PLCO780 | 0 | 1144.22 | LK | DIGITAL LEVEL SENSOR KIT 1 FLO | 060" HARD WIRED |  |  | OLEUMTECH MRM060F10 |  | P | 0 | 0 | 0 | 0 | 2106 | 0 | EA | ? | ?
PLCO840 | 0 | 79.38 | LK | INTERFACE FLOAT 316 SS | 2.05" OD O.72" ID |  |  | OLEUMTECJ 53-3002-01 |  | P | 0 | 0 | 0 | 0 | 146.25 | 0 | EA | ? | ?
PLCQ738 | 0 | 276.97 | LK | ANALOG EXPANSION CORD |  |  |  | SQ. D TM2AMI8HT |  | P | 0 | 0 | 0 | 0 | 476.28 | 0 | EA | ? | ?
BRKQ508 | 0 | 925 | LK | J FRAME 200A 3P PANEL BREAKER |  |  |  | SQ D JDL36200 |  | P | 600.73 | 720.87 | 600.73 | 540.66 | 1665 | 585.7 | EA | ? | ?
VAL150 | 0 | 2450 | LK | VALVE ASSEMBLY KIT |  |  |  | WINN MARION L&K |  | P | 0 | 0 | 0 | 0 | 4720 | 0 | EA | ? | ?
BRKQ040 | 0 | 68.11 | LK | SP 10A MINI BREAKER |  |  |  | SQ D 60110 |  | P | 0 | 0 | 0 | 0 | 23.66 | 0 | EA | ? | ?